## Phantom builder Parameter
5 | Kopfzeilen
Zusammenstellung der Parameter für die Nutzung des Programmes Phantom Builder ab Version 2.4 B.H.Herrmann 2018
a Melamin | b Melanin | nm | µa H2O | nm | µa Fett | nm | µa Hb | nm | µa HbO2 | nm | µa metHb | nm | µa COHb | nm | µa SHb | a Bilirubin | b Bilirubin | a Betacarot | b Betacarot
1700000000000 | -3.48 | 200 | 0.0307 | 429 | 0.0828 | 250 | 568.3161 | 250 | 603.793 | 450 | 203.4094 | 450 | 49.2669 | 450 | 110.6188
|  | 210 | 0.0199 | 430 | 0.08216 | 252 | 565.3169 | 252 | 603.793 | 455 | 192.4661 | 455 | 43.5151 | 455 | 94.8449
|  | 220 | 0.0131 | 431 | 0.08158 | 254 | 576.6069 | 254 | 603.793 | 460 | 182.6507 | 460 | 38.6019 | 460 | 76.2306
|  | 230 | 0.00927 | 432 | 0.08069 | 256 | 588.0041 | 256 | 609.6202 | 465 | 176.125 | 465 | 34.9429 | 465 | 64.1871
|  | 240 | 0.0072 | 433 | 0.07927 | 258 | 604.9071 | 258 | 616.1328 | 470 | 169.832 | 470 | 32.2104 | 470 | 57.9142
|  | 250 | 0.00559 | 434 | 0.07832 | 260 | 623.2882 | 260 | 622.8597 | 475 | 166.4369 | 475 | 29.8255 | 475 | 53.5394
|  | 260 | 0.00457 | 435 | 0.07721 | 262 | 643.7046 | 262 | 629.6509 | 480 | 170.8494 | 480 | 28.4452 | 480 | 51.4785
|  | 270 | 0.00373 | 436 | 0.07652 | 264 | 666.3275 | 264 | 636.6777 | 485 | 177.225 | 485 | 27.1944 | 485 | 50.5433
|  | 280 | 0.00288 | 437 | 0.07623 | 266 | 689.2718 | 266 | 643.8117 | 490 | 185.4023 | 490 | 26.4195 | 490 | 50.0999
|  | 290 | 0.00215 | 438 | 0.0756 | 268 | 712.666 | 268 | 650.9671 | 495 | 191.362 | 495 | 26.2503 | 495 | 50.9139
|  | 300 | 0.00141 | 439 | 0.07474 | 270 | 728.7549 | 270 | 658.1224 | 500 | 194.7294 | 500 | 26.6967 | 500 | 52.0812
|  | 310 | 0.00105 | 440 | 0.07383 | 272 | 734.9891 | 272 | 659.2793 | 505 | 191.362 | 505 | 27.9022 | 505 | 53.4251
|  | 320 | 0.000844 | 441 | 0.07244 | 274 | 741.2875 | 274 | 653.1522 | 510 | 183.1962 | 510 | 29.9262 | 510 | 54.6582
|  | 330 | 0.000678 | 442 | 0.07104 | 276 | 736.0174 | 276 | 647.0252 | 515 | 173.8558 | 515 | 34.3701 | 515 | 54.1525
|  | 340 | 0.000561 | 443 | 0.07 | 278 | 727.4267 | 278 | 641.8407 | 520 | 163.8504 | 520 | 41.9849 | 520 | 49.7397
|  | 350 | 0.000463 | 444 | 0.06899 | 280 | 706.6247 | 280 | 636.6563 | 525 | 155.0321 | 525 | 52.5999 | 525 | 42.4034
|  | 360 | 0.000379 | 445 | 0.06811 | 282 | 684.0446 | 282 | 629.9937 | 530 | 147.6375 | 530 | 63.011 | 530 | 33.1967
|  | 370 | 0.0003 | 446 | 0.06729 | 284 | 654.9089 | 284 | 614.9546 | 535 | 141.1257 | 535 | 69.9216 | 535 | 26.5706
|  | 380 | 0.00022 | 447 | 0.06659 | 286 | 623.9952 | 286 | 599.894 | 540 | 133.6314 | 540 | 71.0879 | 540 | 26.8303
|  | 390 | 0.000191 | 448 | 0.06571 | 288 | 581.0201 | 288 | 573.8219 | 545 | 123.45 | 545 | 67.4185 | 545 | 35.94
|  | 400 | 0.000171 | 449 | 0.06464 | 290 | 561.0322 | 290 | 526.8193 | 550 | 110.6055 | 550 | 61.1954 | 550 | 47.5367
|  | 410 | 0.000162 | 450 | 0.06375 | 292 | 529.8828 | 292 | 490.7854 | 555 | 97.5994 | 555 | 58.0039 | 555 | 57.9488
|  | 420 | 0.000153 | 451 | 0.06291 | 294 | 472.04 | 294 | 459.636 | 560 | 88.2274 | 560 | 62.3463 | 560 | 59.3967
|  | 430 | 0.000144 | 452 | 0.0621 | 296 | 424.8017 | 296 | 412.9333 | 565 | 85.777 | 565 | 70.3613 | 565 | 49.6323
|  | 440 | 0.000145 | 453 | 0.06135 | 298 | 379.6415 | 298 | 371.9291 | 570 | 84.9477 | 570 | 73.232 | 570 | 33.6401
|  | 450 | 0.000145 | 454 | 0.06049 | 300 | 353.3338 | 300 | 345.1287 | 575 | 84.2937 | 575 | 59.4521 | 575 | 18.9814
|  | 460 | 0.000156 | 455 | 0.0595 | 302 | 338.5303 | 302 | 328.3114 | 580 | 84.2937 | 580 | 40.4981 | 580 | 20.2769
|  | 470 | 0.000156 | 456 | 0.05837 | 304 | 331.8034 | 304 | 315.0718 | 585 | 81.2241 | 585 | 23.4046 | 585 | 39.0644
|  | 480 | 0.000176 | 457 | 0.05751 | 306 | 333.9457 | 306 | 304.7887 | 590 | 76.5823 | 590 | 13.7687 | 590 | 58.6901
|  | 490 | 0.000196 | 458 | 0.05663 | 308 | 336.645 | 308 | 308.602 | 595 | 71.4568 | 595 | 8.2491 | 595 | 67.7963
|  | 500 | 0.000257 | 459 | 0.05593 | 310 | 339.3015 | 310 | 316.8285 | 600 | 68.9722 | 600 | 5.3491 | 600 | 71.5406
|  | 510 | 0.000357 | 460 | 0.05523 | 312 | 353.3338 | 312 | 333.3887 | 605 | 68.3732 | 605 | 3.8274 | 605 | 77.3701
|  | 520 | 0.000477 | 461 | 0.05413 | 314 | 369.6369 | 314 | 349.9703 | 610 | 68.3732 | 610 | 2.8432 | 610 | 85.9014
|  | 530 | 0.000507 | 462 | 0.05288 | 316 | 387.7824 | 316 | 365.8664 | 615 | 69.5764 | 615 | 2.1996 | 615 | 96.9577
|  | 540 | 0.000558 | 463 | 0.05144 | 318 | 404.5568 | 318 | 381.3768 | 620 | 74.4934 | 620 | 1.7722 | 620 | 102.86
|  | 550 | 0.000638 | 464 | 0.04985 | 320 | 421.7811 | 320 | 399.051 | 625 | 79.3013 | 625 | 1.4806 | 625 | 98.9667
|  | 560 | 0.000708 | 465 | 0.04846 | 322 | 440.5478 | 322 | 419.2745 | 630 | 82.24 | 630 | 1.2409 | 630 | 88.7001
|  | 570 | 0.000799 | 466 | 0.0472 | 324 | 460.45 | 324 | 439.4981 | 635 | 81.1612 | 635 | 1.0435 | 635 | 74.9628
|  | 580 | 0.00108 | 467 | 0.04594 | 326 | 480.9307 | 326 | 458.4148 | 640 | 73.931 | 640 | 0.88013 | 640 | 61.5096
|  | 590 | 0.00157 | 468 | 0.04513 | 328 | 502.204 | 328 | 474.0752 | 645 | 58.2331 | 645 | 0.76584 | 645 | 50.8827
|  | 600 | 0.00244 | 469 | 0.04434 | 330 | 522.2561 | 330 | 486.6078 | 650 | 41.908 | 650 | 0.67426 | 650 | 44.6687
|  | 610 | 0.00289 | 470 | 0.04327 | 332 | 540.7444 | 332 | 499.119 | 655 | 28.2862 | 655 | 0.61646 | 655 | 39.9719
|  | 620 | 0.00309 | 471 | 0.04208 | 334 | 554.3482 | 334 | 511.6516 | 660 | 19.8521 | 660 | 0.55867 | 660 | 35.8223
|  | 630 | 0.00319 | 472 | 0.04084 | 336 | 562.1891 | 336 | 534.4674 | 665 | 14.1674 | 665 | 0.50088 | 665 | 31.8563
|  | 640 | 0.00329 | 473 | 0.03961 | 338 | 570.1371 | 338 | 559.554 | 670 | 10.193 | 670 | 0.44308 | 670 | 29.0125
|  | 650 | 0.00349 | 474 | 0.03843 | 340 | 577.8066 | 340 | 580.9559 | 675 | 7.5828 | 675 | 0.38529 | 675 | 26.6641
|  | 660 | 0.004 | 475 | 0.03732 | 342 | 584.1051 | 342 | 594.4739 | 680 | 6.4453 | 680 | 0.2697 | 680 | 25.1262
|  | 670 | 0.0043 | 476 | 0.03635 | 344 | 589.6323 | 344 | 608.0134 | 685 | 5.4924 | 685 | 0.26007 | 685 | 23.7199
|  | 680 | 0.0045 | 477 | 0.03534 | 346 | 583.9551 | 346 | 621.5529 | 690 | 5.0386 | 690 | 0.25044 | 690 | 22.3898
|  | 690 | 0.005 | 478 | 0.03452 | 348 | 578.3422 | 348 | 636.0136 | 695 | 4.8322 | 695 | 0.24081 | 695 | 21.3818
|  | 700 | 0.00624 | 479 | 0.03386 | 350 | 570.8012 | 350 | 653.902 | 700 | 4.699 | 700 | 0.23117 | 700 | 20.2076
|  | 705 | 0.00704 | 480 | 0.03315 | 352 | 562.5747 | 352 | 671.8119 | 704 | 4.606 | 705 | 0.22154 | 705 | 19.5079
|  | 710 | 0.00827 | 481 | 0.03261 | 354 | 555.3765 | 354 | 689.7003 | 708 | 4.6523 | 710 | 0.20228 | 710 | 18.7459
|  | 715 | 0.01007 | 482 | 0.03192 | 356 | 543.9793 | 356 | 707.6101 | 712 | 4.6756 | 715 | 0.19615 | 715 | 18.015
|  | 720 | 0.01231 | 483 | 0.03109 | 358 | 523.9486 | 358 | 715.7081 | 716 | 4.699 | 720 | 0.19002 | 720 | 17.2911
|  | 725 | 0.01489 | 484 | 0.03013 | 360 | 507.4312 | 360 | 722.7135 | 720 | 4.7939 | 725 | 0.18389 | 725 | 16.8478
|  | 730 | 0.0186 | 485 | 0.02919 | 362 | 494.0631 | 362 | 728.6264 | 724 | 4.9399 | 730 | 0.17776 | 730 | 16.4044
|  | 735 | 0.0238 | 486 | 0.02832 | 364 | 481.1449 | 364 | 733.5965 | 728 | 5.0397 | 735 | 0.17163 | 735 | 16.1827
|  | 740 | 0.02548 | 487 | 0.0275 | 366 | 473.9038 | 366 | 738.5667 | 732 | 5.2981 | 740 | 0.1655 | 740 | 15.9125
|  | 745 | 0.02716 | 488 | 0.02676 | 368 | 468.698 | 368 | 743.6869 | 736 | 5.4052 | 745 | 0.15937 | 745 | 15.5177
|  | 750 | 0.0279 | 489 | 0.02597 | 370 | 472.2543 | 370 | 749.6426 | 740 | 5.5698 | 750 | 0.15324 | 750 | 15.5177
|  | 755 | 0.02765 | 490 | 0.02515 | 372 | 490.5497 | 372 | 755.6197 | 744 | 5.7971 | 755 | 0.14711
|  | 760 | 0.02682 | 491 | 0.02437 | 374 | 509.5521 | 374 | 761.5753 | 748 | 5.9736 | 760 | 0.13485
|  | 765 | 0.02586 | 492 | 0.02368 | 376 | 529.8828 | 376 | 767.5524 | 752 | 6.2174 | 765 | 0.13174
|  | 770 | 0.02492 | 493 | 0.02298 | 378 | 553.9625 | 378 | 773.5081 | 756 | 6.4712 | 770 | 0.12863
|  | 775 | 0.02405 | 494 | 0.0225 | 380 | 586.8044 | 380 | 777.8356 | 760 | 6.8029 | 775 | 0.12552
|  | 780 | 0.02317 | 495 | 0.02193 | 382 | 626.4588 | 382 | 777.8356 | 764 | 7.1517 | 780 | 0.1224
|  | 785 | 0.02238 | 496 | 0.02124 | 384 | 671.7262 | 384 | 796.2381 | 768 | 7.4436 | 785 | 0.11929
|  | 790 | 0.02162 | 497 | 0.0206 | 386 | 723.7419 | 386 | 824.3026 | 772 | 7.7474 | 790 | 0.11618
|  | 795 | 0.02088 | 498 | 0.01998 | 388 | 793.196 | 388 | 854.488 | 776 | 8.1446 | 795 | 0.11307
|  | 800 | 0.02025 | 499 | 0.01942 | 390 | 898.4271 | 390 | 898.5985 | 780 | 8.5622 | 800 | 0.10996
|  | 805 | 0.01963 | 500 | 0.01906 | 392 | 1016.2121 | 392 | 964.0679 | 784 | 9.0012 | 805 | 0.10684
|  | 810 | 0.01927 | 501 | 0.01875 | 394 | 1135.7539 | 394 | 1025.8526 | 788 | 9.4627 | 810 | 0.10373
|  | 815 | 0.01933 | 502 | 0.01828 | 396 | 1240.4708 | 396 | 1082.5385 | 792 | 9.9478 | 815 | 0.10062
|  | 820 | 0.0199 | 503 | 0.01776 | 398 | 1330.4056 | 398 | 1139.2459 | 796 | 10.2508 | 820 | 0.094396
|  | 825 | 0.02409 | 504 | 0.01724 | 400 | 1425.8891 | 400 | 1195.9318 | 800 | 10.6691 | 825 | 0.093112
|  | 830 | 0.02828 | 505 | 0.01683 | 402 | 1522.2509 | 402 | 1264.979 | 804 | 11.1045 | 830 | 0.091827
|  | 835 | 0.03193 | 506 | 0.01648 | 404 | 1653.4255 | 404 | 1356.9919 | 808 | 11.5577 | 835 | 0.090543
|  | 840 | 0.03475 | 507 | 0.0162 | 406 | 1897.0721 | 406 | 1449.0048 | 812 | 11.8503 | 840 | 0.089259
|  | 845 | 0.03757 | 508 | 0.01576 | 408 | 2261.8673 | 408 | 1539.0253 | 816 | 12.1503 | 845 | 0.087974
|  | 850 | 0.03952 | 509 | 0.01534 | 410 | 2500.3082 | 410 | 1627.9318 | 820 | 12.3958 | 850 | 0.08669
|  | 855 | 0.04089 | 510 | 0.01501 | 412 | 2678.9781 | 412 | 1721.0587 | 824 | 12.9016 | 855 | 0.085406
|  | 860 | 0.04225 | 511 | 0.01475 | 414 | 2807.9461 | 414 | 1834.8804 | 828 | 13.1623 | 860 | 0.084122
|  | 865 | 0.04436 | 512 | 0.01457 | 416 | 2795.0922 | 416 | 1948.7022 | 832 | 13.5631 | 865 | 0.082837
|  | 870 | 0.04696 | 513 | 0.01432 | 418 | 2761.0292 | 418 | 2065.6303 | 836 | 13.8371 | 870 | 0.081553
|  | 875 | 0.04956 | 514 | 0.01403 | 420 | 2572.7188 | 420 | 2182.8155 | 840 | 14.2585 | 875 | 0.080269
|  | 880 | 0.05253 | 515 | 0.01368 | 422 | 2313.0689 | 422 | 2302.3573 | 844 | 14.6927 | 880 | 0.078984
|  | 885 | 0.05575 | 516 | 0.0133 | 424 | 2015.05 | 424 | 2470.1014 | 848 | 14.9896 | 885 | 0.0777
|  | 890 | 0.05897 | 517 | 0.01298 | 426 | 1746.1667 | 426 | 2580.6454 | 852 | 15.2161 | 890 | 0.076416
|  | 895 | 0.06266 | 518 | 0.0127 | 428 | 1516.2952 | 428 | 2682.4059 | 856 | 15.4461 | 895 | 0.075131
|  | 900 | 0.06707 | 519 | 0.01246 | 430 | 1317.9159 | 430 | 2831.0833 | 860 | 15.6795 | 900 | 0.073847
|  | 905 | 0.07147 | 520 | 0.01231 | 432 | 1146.7869 | 432 | 2957.2662 | 864 | 15.9165 | 905 | 0.072563
|  | 910 | 0.07759 | 521 | 0.01211 | 434 | 885.4874 | 434 | 2957.2662 | 868 | 16.3194 | 910 | 0.071279
|  | 915 | 0.09053 | 522 | 0.01189 | 436 | 711.3592 | 436 | 2929.8445 | 872 | 16.566 | 915 | 0.069994
|  | 920 | 0.1035 | 523 | 0.01165 | 438 | 638.0917 | 438 | 2686.262 | 876 | 16.9007 | 920 | 0.067426
|  | 925 | 0.1164 | 524 | 0.01145 | 440 | 549.3994 | 440 | 2213.4508 | 880 | 17.0705
|  | 930 | 0.1363 | 525 | 0.01132 | 442 | 496.9124 | 442 | 1945.4459 | 884 | 17.4154
|  | 935 | 0.158 | 526 | 0.01113 | 444 | 436.1989 | 444 | 1514.2171 | 888 | 17.5904
|  | 940 | 0.193 | 527 | 0.01091 | 446 | 408.7771 | 446 | 1270.5276 | 892 | 17.7672
|  | 945 | 0.238 | 528 | 0.01064 | 448 | 359.0752 | 448 | 928.2697 | 896 | 17.9458
|  | 950 | 0.298 | 529 | 0.01042 | 450 | 336.4308 | 450 | 553.2127 | 900 | 18.1261
|  | 955 | 0.3667 | 530 | 0.01031 | 452 | 315.2646 | 452 | 335.4882 | 904 | 18.3083
|  | 960 | 0.4412 | 531 | 0.01017 | 454 | 286.8145 | 454 | 193.7198 | 908 | 18.4923
|  | 965 | 0.4827 | 532 | 0.01002 | 456 | 265.0914 | 456 | 164.4171 | 912 | 18.6781
|  | 970 | 0.5023 | 533 | 0.00991 | 458 | 254.3797 | 458 | 138.6427 | 916 | 18.9604
|  | 975 | 0.5106 | 534 | 0.00984 | 460 | 238.2266 | 460 | 125.2661 | 920 | 19.151
|  | 980 | 0.502 | 535 | 0.00978 | 462 | 221.3022 | 462 | 111.8894 | 924 | 19.247
|  | 985 | 0.4855 | 536 | 0.0097 | 464 | 213.2 | 464 | 103.1573 | 928 | 19.4404
|  | 990 | 0.469 | 537 | 0.00951 | 466 | 198.5572 | 466 | 97.1673 | 932 | 19.6358
|  | 995 | 0.4425 | 538 | 0.00929 | 468 | 186.7615 | 468 | 91.1859 | 936 | 19.7342
|  | 1000 | 0.416 | 539 | 0.00913 | 470 | 177.8623 | 470 | 86.5307 | 940 | 19.8331
|  | 1005 | 0.3835 | 540 | 0.00896 | 472 | 169.3508 | 472 | 81.9975 | 944 | 20.0325
|  | 1010 | 0.351 | 541 | 0.0088 | 474 | 161.2828 | 474 | 80.5964 | 948 | 20.2338
|  | 1015 | 0.318 | 542 | 0.00864 | 476 | 154.5195 | 476 | 79.2275 | 952 | 20.3352
|  | 1020 | 0.285 | 543 | 0.00849 | 478 | 148.4525 | 478 | 78.5012 | 956 | 20.4371
|  | 1025 | 0.2605 | 544 | 0.0084 | 480 | 142.621 | 480 | 77.9271 | 960 | 20.5396
|  | 1030 | 0.2359 | 545 | 0.00833 | 482 | 137.653 | 482 | 79.7009 | 964 | 20.5601
|  | 1035 | 0.2161 | 546 | 0.00828 | 484 | 134.8615 | 484 | 81.4748 | 968 | 20.5807
|  | 1040 | 0.1975 | 547 | 0.00822 | 486 | 132.1258 | 486 | 83.2486 | 972 | 20.6013
|  | 1045 | 0.1829 | 548 | 0.00805 | 488 | 129.4757 | 488 | 85.1467 | 976 | 20.6219
|  | 1050 | 0.1711 | 549 | 0.00785 | 490 | 126.8492 | 490 | 89.3564 | 980 | 20.6314
|  | 1055 | 0.1621 | 550 | 0.00773 | 492 | 123.6486 | 492 | 93.5639 | 984 | 20.6362
|  | 1060 | 0.1574 | 551 | 0.00763 | 494 | 120.2787 | 494 | 97.7736 | 988 | 20.639
|  | 1065 | 0.1527 | 552 | 0.0076 | 496 | 117.0267 | 496 | 101.9811 | 992 | 20.6415
|  | 1070 | 0.148 | 553 | 0.00757 | 498 | 113.8646 | 498 | 106.5336 | 996 | 20.6422
|  | 1075 | 0.1533 | 554 | 0.00746 | 500 | 112.1122 | 500 | 111.733 | 1000 | 20.6425
|  | 1080 | 0.1586 | 555 | 0.00733 | 502 | 110.3105 | 502 | 116.9324
|  | 1085 | 0.1639 | 556 | 0.00724 | 504 | 109.355 | 504 | 122.1318
|  | 1090 | 0.1725 | 557 | 0.00718 | 506 | 106.8271 | 506 | 127.3313
|  | 1095 | 0.1833 | 558 | 0.0071 | 508 | 107.0949 | 508 | 132.5307
|  | 1100 | 0.1953 | 559 | 0.00704 | 510 | 107.3048 | 510 | 138.0386
|  |  |  | 560 | 0.00698 | 512 | 107.9218 | 512 | 144.2685
|  |  |  | 561 | 0.0069 | 514 | 109.415 | 514 | 150.4984
|  |  |  | 562 | 0.00682 | 516 | 112.4807 | 516 | 156.7283
|  |  |  | 563 | 0.00673 | 518 | 120.5572 | 518 | 162.9581
|  |  |  | 564 | 0.00662 | 520 | 129.6236 | 520 | 169.188
|  |  |  | 565 | 0.00653 | 522 | 141.6634 | 522 | 175.9449
|  |  |  | 566 | 0.00647 | 524 | 156.7604 | 524 | 184.2271
|  |  |  | 567 | 0.00641 | 526 | 174.0447 | 526 | 192.5094
|  |  |  | 568 | 0.00636 | 528 | 192.7557 | 528 | 200.7895
|  |  |  | 569 | 0.0063 | 530 | 214.0012 | 530 | 209.0717
|  |  |  | 570 | 0.00629 | 532 | 234.9917 | 532 | 217.3604
|  |  |  | 571 | 0.00633 | 534 | 251.3162 | 534 | 225.4155
|  |  |  | 572 | 0.00639 | 536 | 266.4625 | 536 | 233.4706
|  |  |  | 573 | 0.00632 | 538 | 276.9599 | 538 | 241.5044
|  |  |  | 574 | 0.00613 | 540 | 285.1221 | 540 | 249.5381
|  |  |  | 575 | 0.00589 | 542 | 285.422 | 542 | 257.8717
|  |  |  | 576 | 0.00573 | 544 | 279.0165 | 544 | 266.2268
|  |  |  | 577 | 0.00562 | 546 | 267.0837 | 546 | 274.5819
|  |  |  | 578 | 0.00563 | 548 | 249.9023 | 548 | 281.1588
|  |  |  | 579 | 0.00566 | 550 | 230.3857 | 550 | 286.0647
|  |  |  | 580 | 0.00566 | 552 | 212.493 | 552 | 289.6424
|  |  |  | 581 | 0.00564 | 554 | 197.1754 | 554 | 291.999
|  |  |  | 582 | 0.00562 | 556 | 184.6513 | 556 | 292.1061
|  |  |  | 583 | 0.00562 | 558 | 179.1841 | 558 | 290.0923
|  |  |  | 584 | 0.00557 | 560 | 174.6702 | 560 | 288.0785
|  |  |  | 585 | 0.00548 | 562 | 174.7067 | 562 | 279.9805
|  |  |  | 586 | 0.00541 | 564 | 181.6456 | 564 | 270.8542
|  |  |  | 587 | 0.0053 | 566 | 195.4615 | 566 | 261.5137
|  |  |  | 588 | 0.0052 | 568 | 215.1538 | 568 | 251.4448
|  |  |  | 589 | 0.00512 | 570 | 238.3123 | 570 | 241.3972
|  |  |  | 590 | 0.00502 | 572 | 263.3561 | 572 | 232.121
|  |  |  | 591 | 0.00493 | 574 | 285.5077 | 574 | 223.4231
|  |  |  | 592 | 0.00488 | 576 | 297.4619 | 576 | 214.7253
|  |  |  | 593 | 0.00485 | 578 | 293.113 | 578 | 206.0253
|  |  |  | 594 | 0.00486 | 580 | 268.3477 | 580 | 198.2722
|  |  |  | 595 | 0.00487 | 582 | 231.9282 | 582 | 191.0762
|  |  |  | 596 | 0.00479 | 584 | 185.5233 | 584 | 183.8801
|  |  |  | 597 | 0.00472 | 586 | 142.4668 | 586 | 175.9471
|  |  |  | 598 | 0.00467 | 588 | 105.848 | 588 | 166.433
|  |  |  | 599 | 0.00462 | 590 | 77.128 | 590 | 151.7002
|  |  |  | 600 | 0.00466 | 592 | 56.0668 | 592 | 136.4126
|  |  |  | 601 | 0.00471 | 594 | 41.1262 | 594 | 120.9064
|  |  |  | 602 | 0.00479 | 596 | 30.4403 | 596 | 106.0451
|  |  |  | 603 | 0.00487 | 598 | 24.1247 | 598 | 91.3616
|  |  |  | 604 | 0.00487 | 600 | 17.1386 | 600 | 78.6084
|  |  |  | 605 | 0.00484 | 602 | 14.2679 | 602 | 72.959
|  |  |  | 606 | 0.0048 | 604 | 11.3972 | 604 | 67.3097
|  |  |  | 607 | 0.00475 | 606 | 9.5826 | 606 | 61.6626
|  |  |  | 608 | 0.0047 | 608 | 8.8242 | 608 | 56.1161
|  |  |  | 609 | 0.00469 | 610 | 8.0659 | 610 | 50.5782
|  |  |  | 610 | 0.00464 | 612 | 7.3075 | 612 | 46.0129
|  |  |  | 611 | 0.00458 | 614 | 6.5491 | 614 | 41.5718
|  |  |  | 612 | 0.00454 | 616 | 5.945 | 616 | 39.3374
|  |  |  | 613 | 0.00442 | 618 | 5.4951 | 618 | 37.1008
|  |  |  | 614 | 0.00427 | 620 | 5.0452 | 620 | 34.8642
|  |  |  | 615 | 0.00422 | 622 | 4.5953 | 622 | 33.1696
|  |  |  | 616 | 0.00423 | 624 | 4.1454 | 624 | 31.6357
|  |  |  | 617 | 0.0043 | 626 | 3.7898 | 626 | 30.0997
|  |  |  | 618 | 0.00437 | 628 | 3.5284 | 628 | 28.7436
|  |  |  | 619 | 0.00435 | 630 | 3.267 | 630 | 27.576
|  |  |  | 620 | 0.0043 | 632 | 3.0057 | 632 | 26.4084
|  |  |  | 621 | 0.00425 | 634 | 2.7443 | 634 | 25.3373
|  |  |  | 622 | 0.00433 | 636 | 2.5644 | 636 | 24.6496
|  |  |  | 623 | 0.0044 | 638 | 2.4658 | 638 | 23.9598
|  |  |  | 624 | 0.00438 | 640 | 2.3673 | 640 | 23.2721
|  |  |  | 625 | 0.00432 | 642 | 2.2687 | 642 | 22.5844
|  |  |  | 626 | 0.00426 | 644 | 2.1702 | 644 | 21.8967
|  |  |  | 627 | 0.00424 | 646 | 2.0909 | 646 | 21.2362
|  |  |  | 628 | 0.00426 | 648 | 2.0309 | 648 | 20.6606
|  |  |  | 629 | 0.00428 | 650 | 1.9709 | 650 | 20.0849
|  |  |  | 630 | 0.00428 | 652 | 1.911 | 652 | 19.5093
|  |  |  | 631 | 0.00429 | 654 | 1.851 | 654 | 18.9337
|  |  |  | 632 | 0.00437 | 656 | 1.7953 | 656 | 18.358
|  |  |  | 633 | 0.00444 | 658 | 1.7439 | 658 | 17.7824
|  |  |  | 634 | 0.0044 | 660 | 1.7117 | 660 | 17.2809
|  |  |  | 635 | 0.00431 | 662 | 1.6817 | 662 | 16.8188
|  |  |  | 636 | 0.0042 | 664 | 1.6517 | 664 | 16.3564
|  |  |  | 637 | 0.00422 | 666 | 1.6217 | 666 | 15.8943
|  |  |  | 638 | 0.00433 | 668 | 1.596 | 668 | 15.4322
|  |  |  | 639 | 0.00446 | 670 | 1.5746 | 670 | 14.9701
|  |  |  | 640 | 0.00452 | 672 | 1.5532 | 672 | 14.508
|  |  |  | 641 | 0.0045 | 674 | 1.5296 | 674 | 14.0732
|  |  |  | 642 | 0.00449 | 676 | 1.5103 | 676 | 13.6809
|  |  |  | 643 | 0.00453 | 678 | 1.4953 | 678 | 13.2886
|  |  |  | 644 | 0.0046 | 680 | 1.4868 | 680 | 12.8964
|  |  |  | 645 | 0.00465 | 682 | 1.4782 | 682 | 12.5041
|  |  |  | 646 | 0.00464 | 684 | 1.4696 | 684 | 12.1121
|  |  |  | 647 | 0.00464 | 686 | 1.4611 | 686 | 11.7198
|  |  |  | 648 | 0.00464 | 688 | 1.4696 | 688 | 11.3275
|  |  |  | 649 | 0.00465 | 690 | 1.4782 | 690 | 10.9899
|  |  |  | 650 | 0.00471 | 692 | 1.4868 | 692 | 10.7142
|  |  |  | 651 | 0.00472 | 694 | 1.4953 | 694 | 10.4387
|  |  |  | 652 | 0.00467 | 696 | 1.5103 | 696 | 10.163
|  |  |  | 653 | 0.00464 | 698 | 1.5318 | 698 | 9.8873
|  |  |  | 654 | 0.00457 | 700 | 1.5532 | 700 | 9.6098
|  |  |  | 655 | 0.00448 | 702 | 1.5746 | 702 | 9.3245
|  |  |  | 656 | 0.00438 | 704 | 1.596 | 704 | 9.0393
|  |  |  | 657 | 0.00428 | 706 | 1.6217 | 706 | 8.754
|  |  |  | 658 | 0.00424 | 708 | 1.6517 | 708 | 8.481
|  |  |  | 659 | 0.00422 | 710 | 1.6817 | 710 | 8.2505
|  |  |  | 660 | 0.00418 | 712 | 1.7117 | 712 | 8.0198
|  |  |  | 661 | 0.00414 | 714 | 1.7417 | 714 | 7.7893
|  |  |  | 662 | 0.00413 | 716 | 1.7781 | 716 | 7.5588
|  |  |  | 663 | 0.00414 | 718 | 1.821 | 718 | 7.3283
|  |  |  | 664 | 0.00419 | 720 | 1.8638 | 720 | 7.1012
|  |  |  | 665 | 0.00428 | 722 | 1.9067 | 722 | 6.8831
|  |  |  | 666 | 0.00439 | 724 | 1.9495 | 724 | 6.665
|  |  |  | 667 | 0.00447 | 726 | 1.9945 | 726 | 6.4467
|  |  |  | 668 | 0.00452 | 728 | 2.0416 | 728 | 6.1742
|  |  |  | 669 | 0.00453 | 730 | 2.0888 | 730 | 5.9032
|  |  |  | 670 | 0.0045 | 732 | 2.1359 | 732 | 5.9032
|  |  |  | 671 | 0.00452 | 734 | 2.183 | 734 | 5.9032
|  |  |  | 672 | 0.00457 | 736 | 2.243 | 736 | 5.9008
|  |  |  | 673 | 0.00462 | 738 | 2.3159 | 738 | 5.894
|  |  |  | 674 | 0.00463 | 740 | 2.3887 | 740 | 5.9764
|  |  |  | 675 | 0.00457 | 742 | 2.4615 | 742 | 6.2215
|  |  |  | 676 | 0.00446 | 744 | 2.5344 | 744 | 6.4666
|  |  |  | 677 | 0.00433 | 746 | 2.6115 | 746 | 6.7807
|  |  |  | 678 | 0.00422 | 748 | 2.6929 | 748 | 7.1406
|  |  |  | 679 | 0.00413 | 750 | 2.7743 | 750 | 7.5262
|  |  |  | 680 | 0.00406 | 752 | 2.8557 | 752 | 8.1158
|  |  |  | 681 | 0.00398 | 754 | 2.9371 | 754 | 8.2574
|  |  |  | 682 | 0.00387 | 756 | 3.01 | 756 | 8.3576
|  |  |  | 683 | 0.00375 | 758 | 3.0742 | 758 | 8.3576
|  |  |  | 684 | 0.0037 | 760 | 3.1385 | 760 | 8.2936
|  |  |  | 685 | 0.00369 | 762 | 3.2028 | 762 | 8.0789
|  |  |  | 686 | 0.00366 | 764 | 3.267 | 764 | 7.8171
|  |  |  | 687 | 0.00361 | 766 | 3.3356 | 766 | 7.5545
|  |  |  | 688 | 0.00354 | 768 | 3.4084 | 768 | 7.291
|  |  |  | 689 | 0.00348 | 770 | 3.4813 | 770 | 7.0262
|  |  |  | 690 | 0.00342 | 772 | 3.5541 | 772 | 6.7614
|  |  |  | 691 | 0.00338 | 774 | 3.627 | 774 | 6.4966
|  |  |  | 692 | 0.00335 | 776 | 3.6912 | 776 | 6.2318
|  |  |  | 693 | 0.00331 | 778 | 3.7469 | 778 | 5.9707
|  |  |  | 694 | 0.00328 | 780 | 3.8026 | 780 | 5.7599
|  |  |  | 695 | 0.00324 | 782 | 3.8583 | 782 | 5.5491
|  |  |  | 696 | 0.00321 | 784 | 3.914 | 784 | 5.3382
|  |  |  | 697 | 0.00324 | 786 | 3.9633 | 786 | 5.1274
|  |  |  | 698 | 0.00327 | 788 | 4.0061 | 788 | 4.937
|  |  |  | 699 | 0.00325 | 790 | 4.049 | 790 | 4.771
|  |  |  | 700 | 0.00323 | 792 | 4.0918 | 792 | 4.6049
|  |  |  | 701 | 0.0032 | 794 | 4.1347 | 794 | 4.4389
|  |  |  | 702 | 0.00319 | 796 | 4.2118 | 796 | 4.3005
|  |  |  | 703 | 0.00322 | 798 | 4.3232 | 798 | 4.1902
|  |  |  | 704 | 0.00326 | 800 | 4.3703 | 800 | 4.0796
|  |  |  | 705 | 0.00323 | 802 | 4.4346 | 802 | 3.9839
|  |  |  | 706 | 0.00318 | 804 | 4.4775 | 804 | 3.9477
|  |  |  | 707 | 0.00313 | 806 | 4.5203 | 806 | 3.9112
|  |  |  | 708 | 0.0031 | 808 | 4.5846 | 808 | 3.875
|  |  |  | 709 | 0.00311 | 810 | 4.6274 | 810 | 3.8405
|  |  |  | 710 | 0.00315 | 812 | 4.6703 | 812 | 3.8125
|  |  |  | 711 | 0.0032 | 814 | 4.7131 | 814 | 3.7844
|  |  |  | 712 | 0.00321 | 816 | 4.7517 | 816 | 3.7561
|  |  |  | 713 | 0.0032 | 818 | 4.8288 | 818 | 3.7281
|  |  |  | 714 | 0.00321 | 820 | 4.9059 | 820 | 3.7156
|  |  |  | 715 | 0.00326 | 822 | 4.983 | 822 | 3.7148
|  |  |  | 716 | 0.00334 | 824 | 5.0602 | 824 | 3.7141
|  |  |  | 717 | 0.00343 | 826 | 5.1223 | 826 | 3.7133
|  |  |  | 718 | 0.00351 | 828 | 5.1694 | 828 | 3.7127
|  |  |  | 719 | 0.00358 | 830 | 5.2166 | 830 | 3.7118
|  |  |  | 720 | 0.00367 | 832 | 5.2637 | 832 | 3.7112
|  |  |  | 721 | 0.00376 | 834 | 5.3108 | 834 | 3.7103
|  |  |  | 722 | 0.00383 | 836 | 5.3622 | 836 | 3.7097
|  |  |  | 723 | 0.0039 | 838 | 5.4179 | 838 | 3.7088
|  |  |  | 724 | 0.00401 | 840 | 5.4736 | 840 | 3.7082
|  |  |  | 725 | 0.00415 | 842 | 5.5293 | 842 | 3.7073
|  |  |  | 726 | 0.0043 | 844 | 5.585 | 844 | 3.706
|  |  |  | 727 | 0.00447 | 846 | 5.6236 | 846 | 3.7049
|  |  |  | 728 | 0.00463 | 848 | 5.645 | 848 | 3.7037
|  |  |  | 729 | 0.0048 | 850 | 5.6665 | 850 | 3.7026
|  |  |  | 730 | 0.00499 | 852 | 5.6879 | 852 | 3.7013
|  |  |  | 731 | 0.00516 | 854 | 5.7093 | 854 | 3.7002
|  |  |  | 732 | 0.00535 | 856 | 5.7457 | 856 | 3.6989
|  |  |  | 733 | 0.00552 | 858 | 5.7971 | 858 | 3.7086
|  |  |  | 734 | 0.00564 | 860 | 5.8485 | 860 | 3.7186
|  |  |  | 735 | 0.00576 | 862 | 5.9 | 862 | 3.7287
|  |  |  | 736 | 0.00589 | 864 | 5.9514 | 864 | 3.7386
|  |  |  | 737 | 0.006 | 866 | 5.9899 | 866 | 3.7486
|  |  |  | 738 | 0.00616 | 868 | 6.0157 | 868 | 3.7587
|  |  |  | 739 | 0.00636 | 870 | 6.0414 | 870 | 3.7803
|  |  |  | 740 | 0.00654 | 872 | 6.0671 | 872 | 3.8024
|  |  |  | 741 | 0.0068 | 874 | 6.0928 | 874 | 3.8245
|  |  |  | 742 | 0.00707 | 876 | 6.1206 | 876 | 3.8465
|  |  |  | 743 | 0.00735 | 878 | 6.1506 | 878 | 3.8686
|  |  |  | 744 | 0.00768 | 880 | 6.1806 | 880 | 3.8907
|  |  |  | 745 | 0.00801 | 882 | 6.2106 | 882 | 3.9089
|  |  |  | 746 | 0.00837 | 884 | 6.2406 | 884 | 3.9269
|  |  |  | 747 | 0.00874 | 886 | 6.2663 | 886 | 3.9451
|  |  |  | 748 | 0.00908 | 888 | 6.2877 | 888 | 3.9631
|  |  |  | 749 | 0.00941 | 890 | 6.3091 | 890 | 3.9826
|  |  |  | 750 | 0.00972 | 892 | 6.3306 | 892 | 4.0021
|  |  |  | 751 | 0.01001 | 894 | 6.352 | 894 | 4.0216
|  |  |  | 752 | 0.0103 | 896 | 6.3734 | 896 | 4.0411
|  |  |  | 753 | 0.01059 | 898 | 6.3948 | 898 | 4.0606
|  |  |  | 754 | 0.01089 | 900 | 6.4163 | 900 | 4.0803
|  |  |  | 755 | 0.0112 | 902 | 6.4377 | 902 | 4.0974
|  |  |  | 756 | 0.01155 | 904 | 6.4591 | 904 | 4.1103
|  |  |  | 757 | 0.0119 | 906 | 6.4763 | 906 | 4.1229
|  |  |  | 758 | 0.01227 | 908 | 6.4891 | 908 | 4.1355
|  |  |  | 759 | 0.01258 | 910 | 6.502 | 910 | 4.1484
|  |  |  | 760 | 0.01278 | 912 | 6.5148 | 912 | 4.161
|  |  |  | 761 | 0.01289 | 914 | 6.5277 | 914 | 4.169
|  |  |  | 762 | 0.0129 | 916 | 6.5384 | 916 | 4.167
|  |  |  | 763 | 0.01273 | 918 | 6.5469 | 918 | 4.1653
|  |  |  | 764 | 0.01249 | 920 | 6.5555 | 920 | 4.1634
|  |  |  | 765 | 0.01206 | 922 | 6.5641 | 922 | 4.1617
|  |  |  | 766 | 0.01153 | 924 | 6.5727 | 924 | 4.1595
|  |  |  | 767 | 0.01089 | 926 | 6.5705 | 926 | 4.1366
|  |  |  | 768 | 0.01021 | 928 | 6.5577 | 928 | 4.1137
|  |  |  | 769 | 0.00948 | 930 | 6.5448 | 930 | 4.091
|  |  |  | 770 | 0.00871 | 932 | 6.532 | 932 | 4.0291
|  |  |  | 771 | 0.00793 | 934 | 6.5191 | 934 | 3.9502
|  |  |  | 772 | 0.00719 | 936 | 6.5105 | 936 | 3.8716
|  |  |  | 773 | 0.00653 | 938 | 6.5062 | 938 | 3.7928
|  |  |  | 774 | 0.00596 | 940 | 6.502 | 940 | 3.7139
|  |  |  | 775 | 0.00553 | 942 | 6.4977 | 942 | 3.6351
|  |  |  | 776 | 0.00515 | 944 | 6.4934 | 944 | 3.5376
|  |  |  | 777 | 0.00481 | 946 | 6.4827 | 946 | 3.4335
|  |  |  | 778 | 0.00451 | 948 | 6.4655 | 948 | 3.3294
|  |  |  | 779 | 0.00426 | 950 | 6.4484 | 950 | 3.2255
|  |  |  | 780 | 0.00409 | 952 | 6.4313 | 952 | 3.1246
|  |  |  | 781 | 0.00391 | 954 | 6.4141 | 954 | 3.047
|  |  |  | 782 | 0.00378 | 956 | 6.3948 | 956 | 2.9697
|  |  |  | 783 | 0.00366 | 958 | 6.3734 | 958 | 2.8924
|  |  |  | 784 | 0.0036 | 960 | 6.352 | 960 | 2.8148
|  |  |  | 785 | 0.00357 | 962 | 6.3306 | 962 | 2.7375
|  |  |  | 786 | 0.00355 | 964 | 6.3091 | 964 | 2.6531
|  |  |  | 787 | 0.00353 | 966 | 6.2834 | 966 | 2.535
|  |  |  | 788 | 0.00349 | 968 | 6.2534 | 968 | 2.4172
|  |  |  | 789 | 0.00346 | 970 | 6.2235 | 970 | 2.2994
|  |  |  | 790 | 0.00346 | 972 | 6.1935 | 972 | 2.2242
|  |  |  | 791 | 0.00347 | 974 | 6.1635 | 974 | 2.1545
|  |  |  | 792 | 0.00347 | 976 | 6.1271 | 976 | 2.085
|  |  |  | 793 | 0.00347 | 978 | 6.0842 | 978 | 2.0081
|  |  |  | 794 | 0.00352 | 980 | 6.0414 | 980 | 1.9263
|  |  |  | 795 | 0.00359 | 982 | 5.9985 | 982 | 1.8444
|  |  |  | 796 | 0.00369 | 984 | 5.9557 | 984 | 1.7625
|  |  |  | 797 | 0.00379 | 986 | 5.9042 | 986 | 1.6806
|  |  |  | 798 | 0.00387 | 988 | 5.8443 | 988 | 1.5988
|  |  |  | 799 | 0.00393 | 990 | 5.7843 | 990 | 1.5169
|  |  |  | 800 | 0.00403 | 992 | 5.7243 | 992 | 1.435
|  |  |  | 801 | 0.00413 | 994 | 5.6643 | 994 | 1.3531
|  |  |  | 802 | 0.00424 | 996 | 5.6043 | 996 | 1.2713
|  |  |  | 803 | 0.00434 | 998 | 5.5443 | 998 | 1.1894
|  |  |  | 804 | 0.00442 | 1000 | 5.4844 | 1000 | 1.1075
|  |  |  | 805 | 0.00454
|  |  |  | 806 | 0.00467
|  |  |  | 807 | 0.00482
|  |  |  | 808 | 0.00497
|  |  |  | 809 | 0.00511
|  |  |  | 810 | 0.00527
|  |  |  | 811 | 0.00547
|  |  |  | 812 | 0.00567
|  |  |  | 813 | 0.00583
|  |  |  | 814 | 0.00594
|  |  |  | 815 | 0.00603
|  |  |  | 816 | 0.00615
|  |  |  | 817 | 0.00633
|  |  |  | 818 | 0.00654
|  |  |  | 819 | 0.00674
|  |  |  | 820 | 0.00691
|  |  |  | 821 | 0.00708
|  |  |  | 822 | 0.00724
|  |  |  | 823 | 0.0074
|  |  |  | 824 | 0.00758
|  |  |  | 825 | 0.00775
|  |  |  | 826 | 0.00786
|  |  |  | 827 | 0.00796
|  |  |  | 828 | 0.00799
|  |  |  | 829 | 0.00802
|  |  |  | 830 | 0.00803
|  |  |  | 831 | 0.00803
|  |  |  | 832 | 0.00801
|  |  |  | 833 | 0.00794
|  |  |  | 834 | 0.00785
|  |  |  | 835 | 0.00775
|  |  |  | 836 | 0.00764
|  |  |  | 837 | 0.00757
|  |  |  | 838 | 0.00751
|  |  |  | 839 | 0.00739
|  |  |  | 840 | 0.00726
|  |  |  | 841 | 0.00715
|  |  |  | 842 | 0.00703
|  |  |  | 843 | 0.00692
|  |  |  | 844 | 0.00685
|  |  |  | 845 | 0.00678
|  |  |  | 846 | 0.00669
|  |  |  | 847 | 0.00661
|  |  |  | 848 | 0.00651
|  |  |  | 849 | 0.00643
|  |  |  | 850 | 0.00637
|  |  |  | 851 | 0.00633
|  |  |  | 852 | 0.00632
|  |  |  | 853 | 0.00631
|  |  |  | 854 | 0.00633
|  |  |  | 855 | 0.00639
|  |  |  | 856 | 0.00647
|  |  |  | 857 | 0.00656
|  |  |  | 858 | 0.00662
|  |  |  | 859 | 0.00666
|  |  |  | 860 | 0.00674
|  |  |  | 861 | 0.0068
|  |  |  | 862 | 0.0069
|  |  |  | 863 | 0.00705
|  |  |  | 864 | 0.00724
|  |  |  | 865 | 0.00751
|  |  |  | 866 | 0.00786
|  |  |  | 867 | 0.00822
|  |  |  | 868 | 0.0086
|  |  |  | 869 | 0.00899
|  |  |  | 870 | 0.00938
|  |  |  | 871 | 0.00979
|  |  |  | 872 | 0.01022
|  |  |  | 873 | 0.01074
|  |  |  | 874 | 0.01133
|  |  |  | 875 | 0.01198
|  |  |  | 876 | 0.01264
|  |  |  | 877 | 0.01345
|  |  |  | 878 | 0.0143
|  |  |  | 879 | 0.01527
|  |  |  | 880 | 0.01636
|  |  |  | 881 | 0.01752
|  |  |  | 882 | 0.01867
|  |  |  | 883 | 0.01992
|  |  |  | 884 | 0.02121
|  |  |  | 885 | 0.02262
|  |  |  | 886 | 0.02414
|  |  |  | 887 | 0.02581
|  |  |  | 888 | 0.02754
|  |  |  | 889 | 0.02932
|  |  |  | 890 | 0.03116
|  |  |  | 891 | 0.03305
|  |  |  | 892 | 0.03491
|  |  |  | 893 | 0.03674
|  |  |  | 894 | 0.03833
|  |  |  | 895 | 0.03983
|  |  |  | 896 | 0.04121
|  |  |  | 897 | 0.04256
|  |  |  | 898 | 0.04384
|  |  |  | 899 | 0.04506
|  |  |  | 900 | 0.04633
|  |  |  | 901 | 0.04766
|  |  |  | 902 | 0.04915
|  |  |  | 903 | 0.05078
|  |  |  | 904 | 0.05267
|  |  |  | 905 | 0.05472
|  |  |  | 906 | 0.05721
|  |  |  | 907 | 0.05994
|  |  |  | 908 | 0.06316
|  |  |  | 909 | 0.06663
|  |  |  | 910 | 0.07046
|  |  |  | 911 | 0.07438
|  |  |  | 912 | 0.07837
|  |  |  | 913 | 0.08234
|  |  |  | 914 | 0.08621
|  |  |  | 915 | 0.08994
|  |  |  | 916 | 0.09354
|  |  |  | 917 | 0.09683
|  |  |  | 918 | 0.1
|  |  |  | 919 | 0.1032
|  |  |  | 920 | 0.1065
|  |  |  | 921 | 0.1099
|  |  |  | 922 | 0.1133
|  |  |  | 923 | 0.1167
|  |  |  | 924 | 0.12
|  |  |  | 925 | 0.1231
|  |  |  | 926 | 0.126
|  |  |  | 927 | 0.1282
|  |  |  | 928 | 0.1299
|  |  |  | 929 | 0.1307
|  |  |  | 930 | 0.131
|  |  |  | 931 | 0.1299
|  |  |  | 932 | 0.1283
|  |  |  | 933 | 0.1253
|  |  |  | 934 | 0.1218
|  |  |  | 935 | 0.1175
|  |  |  | 936 | 0.1126
|  |  |  | 937 | 0.107
|  |  |  | 938 | 0.1008
|  |  |  | 939 | 0.09433
|  |  |  | 940 | 0.08754
|  |  |  | 941 | 0.08088
|  |  |  | 942 | 0.07446
|  |  |  | 943 | 0.06822
|  |  |  | 944 | 0.0625
|  |  |  | 945 | 0.05704
|  |  |  | 946 | 0.05234
|  |  |  | 947 | 0.04802
|  |  |  | 948 | 0.04445
|  |  |  | 949 | 0.04109
|  |  |  | 950 | 0.03799
|  |  |  | 951 | 0.03519
|  |  |  | 952 | 0.03274
|  |  |  | 953 | 0.03046
|  |  |  | 954 | 0.02852
|  |  |  | 955 | 0.02666
|  |  |  | 956 | 0.02504
|  |  |  | 957 | 0.02358
|  |  |  | 958 | 0.02242
|  |  |  | 959 | 0.02133
|  |  |  | 960 | 0.02047
|  |  |  | 961 | 0.01975
|  |  |  | 962 | 0.01917
|  |  |  | 963 | 0.0186
|  |  |  | 964 | 0.01808
|  |  |  | 965 | 0.01753
|  |  |  | 966 | 0.01693
|  |  |  | 967 | 0.01639
|  |  |  | 968 | 0.01589
|  |  |  | 969 | 0.01554
|  |  |  | 970 | 0.01528
|  |  |  | 971 | 0.0151
|  |  |  | 972 | 0.01491
|  |  |  | 973 | 0.01463
|  |  |  | 974 | 0.01431
|  |  |  | 975 | 0.01413
|  |  |  | 976 | 0.01408
|  |  |  | 977 | 0.01414
|  |  |  | 978 | 0.01421
|  |  |  | 979 | 0.01423
|  |  |  | 980 | 0.01417
|  |  |  | 981 | 0.01407
|  |  |  | 982 | 0.01406
|  |  |  | 983 | 0.0142
|  |  |  | 984 | 0.01441
|  |  |  | 985 | 0.01481
|  |  |  | 986 | 0.01524
|  |  |  | 987 | 0.01564
|  |  |  | 988 | 0.01607
|  |  |  | 989 | 0.01652
|  |  |  | 990 | 0.01716
|  |  |  | 991 | 0.01793
|  |  |  | 992 | 0.01891
|  |  |  | 993 | 0.01994
|  |  |  | 994 | 0.02087
|  |  |  | 995 | 0.02178
|  |  |  | 996 | 0.02272
|  |  |  | 997 | 0.02366
|  |  |  | 998 | 0.02464
|  |  |  | 999 | 0.0256
|  |  |  | 1000 | 0.02654
|  |  |  | 1001 | 0.02751
|  |  |  | 1002 | 0.0287
|  |  |  | 1003 | 0.02996
|  |  |  | 1004 | 0.03136
|  |  |  | 1005 | 0.03282
|  |  |  | 1006 | 0.0343
|  |  |  | 1007 | 0.03579
|  |  |  | 1008 | 0.03735
|  |  |  | 1009 | 0.03894
|  |  |  | 1010 | 0.04057
|  |  |  | 1011 | 0.04222
|  |  |  | 1012 | 0.04388
|  |  |  | 1013 | 0.04554
|  |  |  | 1014 | 0.04722
|  |  |  | 1015 | 0.04877
|  |  |  | 1016 | 0.05024
|  |  |  | 1017 | 0.05152
|  |  |  | 1018 | 0.05279
|  |  |  | 1019 | 0.05386
|  |  |  | 1020 | 0.05481
|  |  |  | 1021 | 0.05561
|  |  |  | 1022 | 0.05631
|  |  |  | 1023 | 0.05683
|  |  |  | 1024 | 0.05734
|  |  |  | 1025 | 0.0579
|  |  |  | 1026 | 0.05857
|  |  |  | 1027 | 0.05948
|  |  |  | 1028 | 0.0605
|  |  |  | 1029 | 0.06164
|  |  |  | 1030 | 0.06274
|  |  |  | 1031 | 0.06389
|  |  |  | 1032 | 0.06503
|  |  |  | 1033 | 0.0661
|  |  |  | 1034 | 0.06717
|  |  |  | 1035 | 0.06799
|  |  |  | 1036 | 0.06871
|  |  |  | 1037 | 0.06926
|  |  |  | 1038 | 0.0697
|  |  |  | 1039 | 0.07004
|  |  |  | 1040 | 0.07029
|  |  |  | 1041 | 0.07018
|  |  |  | 1042 | 0.06998
|  |  |  | 1043 | 0.06967
|  |  |  | 1044 | 0.06904
|  |  |  | 1045 | 0.0685
|  |  |  | 1046 | 0.06792
|  |  |  | 1047 | 0.06719
|  |  |  | 1048 | 0.06662
|  |  |  | 1049 | 0.06596
|  |  |  | 1050 | 0.06504
|  |  |  | 1051 | 0.06419
|  |  |  | 1052 | 0.06348
|  |  |  | 1053 | 0.06281
|  |  |  | 1054 | 0.06212
|  |  |  | 1055 | 0.06139
|  |  |  | 1056 | 0.06045
|  |  |  | 1057 | 0.05948
|  |  |  | 1058 | 0.05867
|  |  |  | 1059 | 0.05789
|  |  |  | 1060 | 0.05705
|  |  |  | 1061 | 0.05616
|  |  |  | 1062 | 0.05534
|  |  |  | 1063 | 0.05445
|  |  |  | 1064 | 0.05364
|  |  |  | 1065 | 0.05303
|  |  |  | 1066 | 0.05259
|  |  |  | 1067 | 0.05224
|  |  |  | 1068 | 0.0518
|  |  |  | 1069 | 0.05121
|  |  |  | 1070 | 0.05065
|  |  |  | 1071 | 0.05032
|  |  |  | 1072 | 0.05025
|  |  |  | 1073 | 0.05015
|  |  |  | 1074 | 0.05005
|  |  |  | 1075 | 0.04947
|  |  |  | 1076 | 0.04878
|  |  |  | 1077 | 0.04851
|  |  |  | 1078 | 0.04841
|  |  |  | 1079 | 0.04816
|  |  |  | 1080 | 0.04811
|  |  |  | 1081 | 0.04813
|  |  |  | 1082 | 0.04798
|  |  |  | 1083 | 0.04816
|  |  |  | 1084 | 0.04804
|  |  |  | 1085 | 0.04763
|  |  |  | 1086 | 0.04755
|  |  |  | 1087 | 0.04762
|  |  |  | 1088 | 0.04771
|  |  |  | 1089 | 0.04797
|  |  |  | 1090 | 0.04801
|  |  |  | 1091 | 0.0478
|  |  |  | 1092 | 0.04783
|  |  |  | 1093 | 0.04783
|  |  |  | 1094 | 0.0479
|  |  |  | 1095 | 0.04837
|  |  |  | 1096 | 0.04876
|  |  |  | 1097 | 0.04892
|  |  |  | 1098 | 0.04911

## Übersicht
Auswahl und Bereich
Melanin:
aus OMLC.Org |  | skin | µa=1.7E12 λ^-3,48
Bereich: 250..1100nm
Wasser:
aus OMLC.org
R. C. Smith and K. S. Baker, "Optical properties of the clearest natural
waters (200?800nm)," Appl. Opt., 20, 177--184, (1981).
Bereich: 250 .. 690nm
aus http://www.npsg.uwaterloo.ca/data/skin/water_absorption.m
% 380-725 nm
% R.M. Pope and E.S. Fry,
% "Absorption spectrum (380-700nm) of pure water. II.
% Integrating cavity measurements,"
% Applied Optics, V. 36, N. 33, pp. 8710-8723, November, 1997.
%
% 730-2500 nm
% K.F. Palmer and D. Williams,
% "Optical Properties of water in the near infrared,"
% Journal of the Optical Society of America, V.64, pp. 1107-1110,
% August, 1974.
Bereich: 700..1100nm
Fett
aus OMLC.org
% Original data source:
%
% 429-1098 nm
% R.L.P. van Veen and H.J.C.M. Sterenborg | A. Pifferi | A.
% Torricelli and R. Cubeddu | Determination of VIS- NIR absorption
% coefficients of mammalian fat | with time and spatially resolved
% diffuse reflectance and transmission spectroscopy
% OSA Annual BIOMED Topical Meeting | 2004
% Acquired by Oregon Medical Laser Center
% http://omlc.ogi.edu/spectra/fat/
Bereich: 429..1098nm
Hb/HbO2
OMLC.org und npsq gleiche Quelle (S.Prahl)
Bereich: 250..1000nm
met Hb
%
% Original data source:
% L. Randeberg | J. Bonesronning | M. Dalaker | J. Nelson | L. Svaasand
% Methemoglobin formation during laser induced photothermolysis of
% vascular skin lesions. Lasers in Surgery and Medicine 34 (2004) | 414–419.
Bereich: 450..700nm |  |  | Bereich: 700..1000nm
Ohmeda -->
COHb
% Original data source:
% O. Siggaard-Andersen | B. Norgaard-Pedersen | J. Rem. Hemoglobin
% pigments spectrophotometric determination of oxy- | carboxy- | met-
% and sulfhemoglobin in capillary blood. Clinica Chimica Acta | 72(1)
19.72
Bereich: 450..650nm |  |  | Bereich:650..920nm
Ohmeda -->
SHb
% Original data source:
%
% I. H. Yarynovska and A.I. Bilyi. Absorption spectra of sulfhemoglobin
% derivatives of human blood. In G.L. Cote and A.V. Priezzhev | editors
% Optical Diagnostics and Sensing VI - SPIE | 6094:1-6 | 2006
Bereich: 450..750nm
Bilirubin
% Original data source:
%
% H. Du | R. A. Fuh | J. Li | A. Corkan | J. S. Lindsey | "PhotochemCAD: A
% computer-aided design and research tool in photochemistry
% Photochemistry and Photobiology | 68 | 141-142 | 1998
%
% Published by Oregon Medical Laser Center
% http://omlc.ogi.edu/spectra/PhotochemCAD/html/bilirubin.html
Bereich: 240..700nm

## Bilirubin npsq
% ***********************************************************************
% bilirubin_extinction.m
% ***********************************************************************
%
% Data description:
% The extinction coefficient of bilirubin in | cm^-1/(mol/L)] (240-700nm)
% with a resolution of 5nm.
%
% Prepared by: Tenn Francis Chen on March 2011
%
% ***********************************************************************
%
% Original data source:
%
% H. Du | R. A. Fuh | J. Li | A. Corkan | J. S. Lindsey | "PhotochemCAD: A
% computer-aided design and research tool in photochemistry
% Photochemistry and Photobiology | 68 | 141-142 | 1998
%
% Published by Oregon Medical Laser Center
% http://omlc.ogi.edu/spectra/PhotochemCAD/html/bilirubin.html
%
% ***********************************************************************
clear all
data0= | 17201 | 16068 | 18569 | 16903 | 17803 | 17777 | 17727 | 18609 | 17730 | 17525 | 17575 | 17601 | 17134 | 17096 | 16660 | 16587 | 16104 | 16569 | 15957 | 15464 | 15799 | 15298 | 15237 | 15224 | 14719 | 14475 | 14582 | 14448 | 13997 | 14146 | 13946 | 13730 | 13750 | 13526 | 13226 | 13349 | 13221 | 12850 | 13251 | 12845 | 12552 | 12249 | 12282 | 12169 | 12227 | 11836 | 11768 | 11571 | 11241 | 11227 | 11161 | 11017 | 11029 | 11063 | 10785 | 10687 | 10564 | 10473 | 10337 | 10342 | 10025 | 10160 | 10052 | 9966 | 9862 | 9941 | 9760 | 9628 | 9777 | 9667 | 9522 | 9219 | 9092 | 9217 | 9308 | 9142 | 9135 | 8952 | 8980 | 8858 | 8930 | 8887 | 8893 | 8813 | 8980 | 8771 | 8836 | 8733 | 8676 | 8716 | 8870 | 8774 | 8682 | 8623 | 8729 | 8524 | 8568 | 8647 | 8809 | 8611 | 8598 | 8608 | 8685 | 8509 | 8495 | 8695 | 8551 | 8476 | 8446 | 8557 | 8541 | 8533 | 8445 | 8467 | 8571 | 8516 | 8577 | 8515 | 8457 | 8511 | 8613 | 8616 | 8678 | 8433 | 8505 | 8569 | 8523 | 8470 | 8540 | 8588 | 8512 | 8534 | 8692 | 8547 | 8544 | 8593 | 8541 | 8432 | 8692 | 8468 | 8557 | 8723 | 8628 | 8649 | 8357 | 8622 | 8453 | 8636 | 8629 | 8470 | 8518 | 8585 | 8554 | 8624 | 8340 | 8593 | 8558 | 8643 | 8449 | 8524 | 8422 | 8631 | 8457 | 8493 | 8521 | 8380 | 8511 | 8304 | 8408 | 8371 | 8659 | 8394 | 8415 | 8497 | 8562 | 8224 | 8283 | 8579 | 8331 | 8301 | 8217 | 8310 | 8208 | 8299 | 8223 | 8231 | 8468 | 8202 | 8310 | 8255 | 8234 | 8231 | 8207 | 8101 | 8200 | 8266 | 8135 | 8027 | 8060 | 8100 | 8116 | 7871 | 7967 | 8078 | 8065 | 8112 | 7940 | 7908 | 7805 | 7873 | 7944 | 7829 | 8021 | 7864 | 7654 | 7795 | 7737 | 7742 | 7619 | 7716 | 7919 | 7807 | 7706 | 7781 | 7742 | 7641 | 7639 | 7510 | 7606 | 7789 | 7661 | 7411 | 7512 | 7594 | 7624 | 7575 | 7625 | 7566 | 7372 | 7426 | 7465 | 7367 | 7446 | 7329 | 7589 | 7371 | 7211 | 7482 | 7447 | 7279 | 7227 | 7326 | 7069 | 7345 | 7132 | 7222 | 7297 | 7396 | 7222 | 7241 | 7206 | 7083 | 7034 | 7254 | 7150 | 6987 | 6792 | 7010 | 6990 | 7044 | 7083 | 6897 | 6821 | 6735 | 6894 | 6850 | 7080 | 6901 | 6892 | 6823 | 6818 | 6808 | 6905 | 6801 | 6520 | 6557 | 6615 | 6686 | 6699 | 6630 | 6546 | 6665 | 6577 | 6517 | 6604 | 6336 | 6557 | 6527 | 6383 | 6423 | 6344 | 6455 | 6316 | 6258 | 6210 | 6275 | 6174 | 6217 | 6360 | 6158 | 6302 | 6068 | 6198 | 6175 | 6106 | 6031 | 5909 | 5862 | 5948 | 5993 | 5899 | 6008 | 5813 | 5751 | 5994 | 5884 | 5828 | 5814 | 5625 | 5867 | 5619 | 5557 | 5695 | 5677 | 5542 | 5476 | 5635 | 5688 | 5484 | 5323 | 5450 | 5326 | 5430 | 5562 | 5207 | 5192 | 5148 | 5250 | 5309 | 5055 | 5095 | 5310 | 5206 | 5029 | 4894 | 5166 | 5076 | 4927 | 5028 | 4920 | 4864 | 4850 | 4969 | 4963 | 4755 | 4829 | 4922 | 4577 | 4745 | 4800 | 4653 | 4735 | 4793 | 4820 | 4697 | 4699 | 4651 | 4350 | 4607 | 4521 | 4421 | 4572 | 4882 | 4721 | 4336 | 4558 | 4592 | 4805 | 4530 | 4440 | 4468 | 4423 | 4530 | 4266 | 4398 | 4247 | 4381 | 4349 | 4345 | 4388 | 4630 | 4393 | 4328 | 4229 | 4439 | 4369 | 4359 | 4381 | 4537 | 4196 | 4175 | 4354 | 4334 | 4233 | 4169 | 4183 | 4383 | 4470 | 4255 | 4464 | 4354 | 4349 | 4554 | 4297 | 4224 | 4507 | 4500 | 4555 | 4383 | 4370 | 4532 | 4384 | 4627 | 4395 | 4667 | 4686 | 4252 | 4564 | 4803 | 4685 | 4723 | 4637 | 4569 | 4542 | 4736 | 4799 | 4727 | 4912 | 4841 | 4824 | 4960 | 5067 | 4861 | 4949 | 5045 | 5154 | 5209 | 5137 | 4966 | 5136 | 5195 | 5239 | 5324 | 5322 | 5278 | 5179 | 5443 | 5223 | 5466 | 5399 | 5584 | 5682 | 5655 | 5598 | 5845 | 5799 | 5665 | 5800 | 5820 | 5897 | 6017 | 5934 | 5991 | 6069 | 6069 | 6132 | 6220 | 6194 | 6217 | 6383 | 6340 | 6460 | 6447 | 6668 | 6543 | 6719 | 6661 | 6675 | 6707 | 6862 | 6762 | 6969 | 6995 | 6989 | 7076 | 7223 | 7157 | 7292 | 7438 | 7389 | 7441 | 7482 | 7601 | 7715 | 7724 | 7729 | 7784 | 8026 | 7976 | 8117 | 8208 | 8186 | 8368 | 8315 | 8416 | 8396 | 8573 | 8576 | 8711 | 8930 | 8881 | 8949 | 8888 | 9051 | 9114 | 9231 | 9304 | 9385 | 9516 | 9378 | 9611 | 9681 | 9804 | 9805 | 10008 | 9945 | 10161 | 10156 | 10357 | 10414 | 10523 | 10583 | 10716 | 10791 | 10828 | 10927 | 11095 | 11348 | 11245 | 11376 | 11483 | 11546 | 11688 | 11776 | 12013 | 12021 | 12153 | 12148 | 12316 | 12372 | 12537 | 12556 | 12909 | 12826 | 12999 | 13028 | 13114 | 13334 | 13520 | 13528 | 13634 | 13773 | 13919 | 14005 | 14120 | 14239 | 14352 | 14606 | 14572 | 14788 | 14937 | 14998 | 15126 | 15211 | 15340 | 15619 | 15695 | 15757 | 15865 | 16075 | 16192 | 16328 | 16611 | 16743 | 16916 | 16890 | 17146 | 17356 | 17299 | 17501 | 17638 | 17940 | 18070 | 18298 | 18353 | 18556 | 18673 | 18939 | 19070 | 19249 | 19378 | 19595 | 19810 | 19832 | 20010 | 20297 | 20528 | 20687 | 20882 | 21017 | 21090 | 21499 | 21581 | 21686 | 22037 | 22090 | 22199 | 22447 | 22730 | 22901 | 23059 | 23214 | 23322 | 23519 | 23706 | 23928 | 24050 | 24143 | 24473 | 24607 | 24812 | 24957 | 25175 | 25424 | 25594 | 25568 | 25920 | 26115 | 26383 | 26457 | 26624 | 26726 | 27045 | 27218 | 27439 | 27845 | 27854 | 28165 | 28128 | 28455 | 28628 | 28734 | 29131 | 29156 | 29514 | 29624 | 29845 | 30037 | 30289 | 30556 | 30632 | 30818 | 30911 | 31191 | 31535 | 31685 | 31874 | 32203 | 32398 | 32597 | 32521 | 32931 | 32832 | 33186 | 33419 | 33466 | 33763 | 34080 | 34176 | 34517 | 34820 | 34889 | 35070 | 35399 | 35549 | 35691 | 35763 | 36097 | 36416 | 36580 | 36878 | 37123 | 37271 | 37543 | 37571 | 37941 | 38196 | 38459 | 38624 | 38886 | 39028 | 39276 | 39629 | 39658 | 39869 | 40219 | 40282 | 40881 | 40959 | 41128 | 41191 | 41421 | 41641 | 42006 | 41919 | 42236 | 42491 | 42552 | 42812 | 42986 | 43202 | 43473 | 43757 | 43939 | 44048 | 44087 | 44347 | 44637 | 44799 | 44901 | 45156 | 45270 | 45186 | 45634 | 45644 | 46012 | 45861 | 46264 | 46256 | 46301 | 46855 | 46781 | 47014 | 47163 | 47139 | 47477 | 47718 | 47603 | 47924 | 48048 | 48024 | 48460 | 48532 | 48434 | 48774 | 48961 | 48803 | 49340 | 49314 | 49541 | 49343 | 49775 | 49809 | 50174 | 50037 | 50059 | 50450 | 50221 | 50191 | 50978 | 50684 | 50697 | 51044 | 51251 | 51292 | 51563 | 51450 | 51631 | 51824 | 51755 | 51902 | 52087 | 52186 | 52258 | 52271 | 52334 | 52435 | 52534 | 52891 | 52978 | 52650 | 52869 | 52781 | 53111 | 52971 | 53290 | 53476 | 53547 | 53354 | 53704 | 53567 | 53443 | 53308 | 53527 | 53832 | 53922 | 54077 | 53780 | 54020 | 53705 | 54182 | 54297 | 54300 | 54313 | 54341 | 54175 | 54422 | 54570 | 54646 | 54547 | 54791 | 54865 | 54993 | 54607 | 55000 | 54881 | 54980 | 54686 | 54669 | 54890 | 54859 | 54757 | 54793 | 54962 | 54686 | 54917 | 54941 | 54921 | 54874 | 54857 | 54837 | 54815 | 54946 | 54890 | 54769 | 54828 | 54787 | 54630 | 54667 | 54674 | 54476 | 54388 | 54356 | 54433 | 54453 | 54484 | 54295 | 54156 | 54345 | 53959 | 53753 | 53846 | 53840 | 53743 | 53665 | 53590 | 53399 | 53140 | 53197 | 53051 | 52783 | 52621 | 52633 | 52275 | 52324 | 52103 | 52102 | 51871 | 51691 | 51579 | 51175 | 51160 | 50749 | 50654 | 50447 | 50192 | 50125 | 49910 | 49526 | 49338 | 49013 | 48842 | 48668 | 48310 | 47991 | 47827 | 47509 | 47193 | 47144 | 46759 | 46486 | 46168 | 45729 | 45306 | 45040 | 44690 | 44294 | 44085 | 43963 | 43419 | 43033 | 42703 | 42352 | 41971 | 41716 | 41225 | 40771 | 40478 | 39926 | 39677 | 39243 | 38749 | 38201 | 37878 | 37452 | 36965 | 36495 | 35988 | 35519 | 35141 | 34631 | 34078 | 33742 | 33324 | 32842 | 32473 | 31958 | 31365 | 30959 | 30608 | 30113 | 29624 | 29207 | 28797 | 28414 | 27938 | 27585 | 27051 | 26721 | 26260 | 25861 | 25381 | 24919 | 24534 | 24170 | 23785 | 23343 | 22824 | 22523 | 22114 | 21584 | 21324 | 20944 | 20402 | 20077 | 19763 | 19378 | 18932 | 18556 | 18204 | 17820 | 17426 | 17145 | 16787 | 16448 | 16029 | 15685 | 15361 | 14989 | 14672 | 14357 | 14019 | 13745 | 13410 | 13098 | 12792 | 12452 | 12186 | 11959 | 11830 | 11544 | 11294 | 11009 | 10714 | 10485 | 10195 | 9940 | 9630 | 9395 | 9095 | 8910 | 8608 | 8322 | 8192 | 7884 | 7704 | 7517 | 7318 | 7031 | 6819 | 6599 | 6483 | 6168 | 6088 | 5887 | 5719 | 5506 | 5399 | 5180 | 5066 | 4891 | 4766 | 4532 | 4460 | 4284 | 4202 | 4052 | 3874 | 3752 | 3653 | 3486 | 3412 | 3332 | 3150 | 3150 | 3036 | 2898 | 2793 | 2746 | 2654 | 2529 | 2502 | 2359 | 2326 | 2210 | 2143 | 2030 | 2032 | 2004 | 1863 | 1858 | 1718 | 1776 | 1702 | 1586 | 1610 | 1560 | 1465 | 1385 | 1383 | 1374 | 1299 | 1314 | 1200 | 1148 | 1116 | 1032 | 1108 | 995 | 966 | 941 | 920 | 908 | 847 | 848 | 846 | 737 | 782 | 724 | 716 | 704 | 624 | 616 | 574 | 602 | 582 | 547 | 507 | 525 | 486 | 489 | 487 | 432 | 397 | 411 | 418 | 365 | 401 | 362 | 376 | 346 | 340 | 327 | 357 | 292 | 306 | 270 | 273 | 252 | 212 | 253 | 285 | 233 | 251 | 248 | 236 | 236 | 214 | 189 | 213 | 202 | 215 | 170 | 136 | 183 | 222 | 148 | 165 | 134 | 191 | 177 | 141 | 157 | 208 | 180 | 118 | 117 | 153 | 122 | 154 | 179 | 129 | 103 | 164 | 118 | 130 | 83 | 84 | 99 | 126 | 153 | 71 | 109 | 101 | 72 | 72 | 114 | 69 | 72 | 90 | 177 | 107 | 107 | 81 | 92 | 122 | 38 | 15 | 54 | 120 | 104 | 60 | 41 | 82 | 127 | 102 | 80 | 67 | 65 | 33 | 84 | 67 | 65 | 93 | 84 | 59 | 73 | 14 | 78 | 9 | 71 | 40 | 118 | 57 | 100 | 90 | 65 | 61 | 86 | 69 | 76 | 47 | 85 | 71 | 62 | 31 | 69 | 85 | 69 | 46 | 94 | 125 | 33 | 104 | 70 | 59 | 33 | 22 | 2 | 55 | 42 | 62 | 76 | 71 | 81 | 34 | 64 | 68 | 57 | 27 | 62 | 69 | 45 | 72 | 90 | 55 | 105 | 20 | 47 | 21 | 11 | 57 | 77 | 20 | 57 | 61 | 106 | 15 | 8 | 0 | 69 | 18 | 48 | 6 | 42 | 28 | 39 | 13 | 20 | 42 | 9 | 53 | 67 | 39 | 72 | 41 | 52 | 73 | 39 | 0 | 72 | 64 | 52 | 109 | 12 | 50 | 0 | 10 | 36 | 60 | 78 | 15 | 28 | 52 | 99 | 10 | 0 | 40 | 0 | 17 | 64 | 82 | 19 | 29 | 38 | 7 | 65 | 36 | 19 | 18 | 0 | 46 | 0 | 20 | 12 | 9 | 0 | 0 | 3 | 47 | 40 | 17 | 34 | 11 | 33 | 19 | 30 | 68 | 52 | 9 | 21 | 34 | 24 | 8 | 0 | 24 | 32 | 54 | 19 | 14 | 12 | 59 | 32 | 79 | 0 | 40 | 0 | 14 | 22 | 77 | 26 | 2 | 0 | 0 | 0 | 25 | 0 | 29 | 0 | 17 | 0 | 0 | 52 | 27 | 0 | 17 | 0 | 0 | 19 | 22 | 21 | 0 | 0 | 49 | 0 | 5 | 61 | 30 | 16 | 55 | 0 | 16 | 0 | 0 | 16 | 47 | 30 | 0 | 44 | 0 | 12 | 57 | 51 | 44 | 22 | 46 | 0 | 60 | 27 | 78 | 39 | 74 | 56 | 0 | 0 | 26 | 55 | 18 | 111 | 18 | 0 | 11 | 0 | 0 | 57 | 6 | 0 | 52 | 38 | 30 | 24 | 85 | 28 | 37 | 3 | 0 | 67 | 0 | 8 | 56 | 71 | 59 | 40 | 0 | 6 | 17 | 9 | 74 | 91 | 42 | 3 | 65 | 0 | 23 | 56 | 0 | 6 | 0 | 0 | 72 | 25 | 53 | 8 | 29 | 37 | 30 | 0 | 60 | 12 | 37 | 8 | 0 | 0 | 25 | 69 | 78 | 65 | 19 | 7 | 38 | 82 | 54 | 2 | 30 | 2 | 0 | 22 | 48 | 0 | 32 | 3 | 39 | 12 | 12 | 0 | 50 | 6 | 0 | 80 | 19 | 20 | 86 | 0 | 29 | 36 | 85 | 31 | 15 | 4 | 85 | 0 | 46 | 25 | 0 | 0 | 0 | 0 | 0 | 70 | 30 | 25 | 0 | 89 | 0 | 3 | 62 | 28 | 29 | 47 | 55 | 0 | 49 | 5 | 51 | 0 | 70 | 0 | 65 | 0 | 78 | 0 | 28 | 0 | 78 | 58 | 16 | 41 | 0 | 0 | 77 | 0 | 36 | 2 | 16 | 0 | 13 | 14 | 47 | 0 | 0 | 34 | 28 | 43 | 0 | 0 | 29 | 51 | 60 | 45 | 0 | 51 | 27 | 71 | 54 | 61 | 29 | 91 | 0 | 12 | 16 | 14 | 33 | 75 | 78 | 0 | 13 | 48 | 0 | 0 | 0 | 0 | 29 | 33 | 0 | 0 | 6 | 61 | 36 | 11 | 27 | 56 | 5 | 43 | 16 | 0 | 0 | 76 | 32 | 0 | 0 | 40 | 20 | 39 | 0 | 0 | 0 | 18 | 0 | 33 | 54 | 0 | 0 | 12 | 91 | 0 | 0 | 0 | 0 | 0 | 94 | 36 | 0 | 87 | 35 | 34 | 0 | 26 | 0 | 0 | 0 | 79 | 86 | 0 | 0 | 77 | 0 | 36 | 3 | 0 | 8 | 19 | 0 | 0 | 6 | 24 | 80 | 7 | 0 | 0 | 0 | 61 | 79 | 0 | 52 | 0 | 53 | 94 | 55 | 0 | 14 | 99 | 0 | 42 | 0 | 53 | 59 | 74 | 0 | 54 | 60 | 0 | 30 | 25 | 0 | 8 | 25 | 68 | 6 | 47 | 25 | 0 | 27 | 106 | 0 | 62 | 38 | 81 | 38 | 104 | 18 | 111 | 0 | 74 | 52 | 36 | 0 | 50 | 44 | 43 | 55 | 66 | 48 | 0 | 48 | 87 | 68 | 2 | 31 | 0 | 16 | 27 | 87 | 181 | 87 | 44 | 107 | 44 | 89 | 28 | 14 | 73 | 7 | 77 | 44 | 80 | 14 | 12 | 33 | 11 | 5 | 0 | 0 | 12 | 0 | 0 | 48 | 34 | 0 | 58 | 159 | 46 | 64 | 17 | 30 | 0 | 21 | 0 | 0 | 6 | 86 | 37 | 0 | 0 | 53 | 6 | 22 | 41 | 60 | 39 | 52 | 8 | 46 | 43 | 11 | 12 | 0 | 8 | 15 | 0 | 33 | 33 | 0 | 33 | 11 | 25 | 50 | 0 | 0 | 0 | 0 | 0 | 8 | 0 | 45 | 0 | 17 | 12 | 33 | 0 | 54 | 35 | 35 | 51 | 19 | 0 | 0 | 71 | 0 | 8 | 22 | 9 | 41 | 0 | 0 | 12 | 21 | 0 | 49 | 13 | 24 | 0 | 0 | 0 | 3 | 17 | 0 | 71 | 32 | 0 | 0 | 53 | 12 | 45 | 50 | 0 | 5 | 0 | 8 | 35 | 0 | 0 | 103
wave0 = | 239.75 | 240 | 240.25 | 240.5 | 240.75 | 241 | 241.25 | 241.5 | 241.75 | 242 | 242.25 | 242.5 | 242.75 | 243 | 243.25 | 243.5 | 243.75 | 244 | 244.25 | 244.5 | 244.75 | 245 | 245.25 | 245.5 | 245.75 | 246 | 246.25 | 246.5 | 246.75 | 247 | 247.25 | 247.5 | 247.75 | 248 | 248.25 | 248.5 | 248.75 | 249 | 249.25 | 249.5 | 249.75 | 250 | 250.25 | 250.5 | 250.75 | 251 | 251.25 | 251.5 | 251.75 | 252 | 252.25 | 252.5 | 252.75 | 253 | 253.25 | 253.5 | 253.75 | 254 | 254.25 | 254.5 | 254.75 | 255 | 255.25 | 255.5 | 255.75 | 256 | 256.25 | 256.5 | 256.75 | 257 | 257.25 | 257.5 | 257.75 | 258 | 258.25 | 258.5 | 258.75 | 259 | 259.25 | 259.5 | 259.75 | 260 | 260.25 | 260.5 | 260.75 | 261 | 261.25 | 261.5 | 261.75 | 262 | 262.25 | 262.5 | 262.75 | 263 | 263.25 | 263.5 | 263.75 | 264 | 264.25 | 264.5 | 264.75 | 265 | 265.25 | 265.5 | 265.75 | 266 | 266.25 | 266.5 | 266.75 | 267 | 267.25 | 267.5 | 267.75 | 268 | 268.25 | 268.5 | 268.75 | 269 | 269.25 | 269.5 | 269.75 | 270 | 270.25 | 270.5 | 270.75 | 271 | 271.25 | 271.5 | 271.75 | 272 | 272.25 | 272.5 | 272.75 | 273 | 273.25 | 273.5 | 273.75 | 274 | 274.25 | 274.5 | 274.75 | 275 | 275.25 | 275.5 | 275.75 | 276 | 276.25 | 276.5 | 276.75 | 277 | 277.25 | 277.5 | 277.75 | 278 | 278.25 | 278.5 | 278.75 | 279 | 279.25 | 279.5 | 279.75 | 280 | 280.25 | 280.5 | 280.75 | 281 | 281.25 | 281.5 | 281.75 | 282 | 282.25 | 282.5 | 282.75 | 283 | 283.25 | 283.5 | 283.75 | 284 | 284.25 | 284.5 | 284.75 | 285 | 285.25 | 285.5 | 285.75 | 286 | 286.25 | 286.5 | 286.75 | 287 | 287.25 | 287.5 | 287.75 | 288 | 288.25 | 288.5 | 288.75 | 289 | 289.25 | 289.5 | 289.75 | 290 | 290.25 | 290.5 | 290.75 | 291 | 291.25 | 291.5 | 291.75 | 292 | 292.25 | 292.5 | 292.75 | 293 | 293.25 | 293.5 | 293.75 | 294 | 294.25 | 294.5 | 294.75 | 295 | 295.25 | 295.5 | 295.75 | 296 | 296.25 | 296.5 | 296.75 | 297 | 297.25 | 297.5 | 297.75 | 298 | 298.25 | 298.5 | 298.75 | 299 | 299.25 | 299.5 | 299.75 | 300 | 300.25 | 300.5 | 300.75 | 301 | 301.25 | 301.5 | 301.75 | 302 | 302.25 | 302.5 | 302.75 | 303 | 303.25 | 303.5 | 303.75 | 304 | 304.25 | 304.5 | 304.75 | 305 | 305.25 | 305.5 | 305.75 | 306 | 306.25 | 306.5 | 306.75 | 307 | 307.25 | 307.5 | 307.75 | 308 | 308.25 | 308.5 | 308.75 | 309 | 309.25 | 309.5 | 309.75 | 310 | 310.25 | 310.5 | 310.75 | 311 | 311.25 | 311.5 | 311.75 | 312 | 312.25 | 312.5 | 312.75 | 313 | 313.25 | 313.5 | 313.75 | 314 | 314.25 | 314.5 | 314.75 | 315 | 315.25 | 315.5 | 315.75 | 316 | 316.25 | 316.5 | 316.75 | 317 | 317.25 | 317.5 | 317.75 | 318 | 318.25 | 318.5 | 318.75 | 319 | 319.25 | 319.5 | 319.75 | 320 | 320.25 | 320.5 | 320.75 | 321 | 321.25 | 321.5 | 321.75 | 322 | 322.25 | 322.5 | 322.75 | 323 | 323.25 | 323.5 | 323.75 | 324 | 324.25 | 324.5 | 324.75 | 325 | 325.25 | 325.5 | 325.75 | 326 | 326.25 | 326.5 | 326.75 | 327 | 327.25 | 327.5 | 327.75 | 328 | 328.25 | 328.5 | 328.75 | 329 | 329.25 | 329.5 | 329.75 | 330 | 330.25 | 330.5 | 330.75 | 331 | 331.25 | 331.5 | 331.75 | 332 | 332.25 | 332.5 | 332.75 | 333 | 333.25 | 333.5 | 333.75 | 334 | 334.25 | 334.5 | 334.75 | 335 | 335.25 | 335.5 | 335.75 | 336 | 336.25 | 336.5 | 336.75 | 337 | 337.25 | 337.5 | 337.75 | 338 | 338.25 | 338.5 | 338.75 | 339 | 339.25 | 339.5 | 339.75 | 340 | 340.25 | 340.5 | 340.75 | 341 | 341.25 | 341.5 | 341.75 | 342 | 342.25 | 342.5 | 342.75 | 343 | 343.25 | 343.5 | 343.75 | 344 | 344.25 | 344.5 | 344.75 | 345 | 345.25 | 345.5 | 345.75 | 346 | 346.25 | 346.5 | 346.75 | 347 | 347.25 | 347.5 | 347.75 | 348 | 348.25 | 348.5 | 348.75 | 349 | 349.25 | 349.5 | 349.75 | 350 | 350.25 | 350.5 | 350.75 | 351 | 351.25 | 351.5 | 351.75 | 352 | 352.25 | 352.5 | 352.75 | 353 | 353.25 | 353.5 | 353.75 | 354 | 354.25 | 354.5 | 354.75 | 355 | 355.25 | 355.5 | 355.75 | 356 | 356.25 | 356.5 | 356.75 | 357 | 357.25 | 357.5 | 357.75 | 358 | 358.25 | 358.5 | 358.75 | 359 | 359.25 | 359.5 | 359.75 | 360 | 360.25 | 360.5 | 360.75 | 361 | 361.25 | 361.5 | 361.75 | 362 | 362.25 | 362.5 | 362.75 | 363 | 363.25 | 363.5 | 363.75 | 364 | 364.25 | 364.5 | 364.75 | 365 | 365.25 | 365.5 | 365.75 | 366 | 366.25 | 366.5 | 366.75 | 367 | 367.25 | 367.5 | 367.75 | 368 | 368.25 | 368.5 | 368.75 | 369 | 369.25 | 369.5 | 369.75 | 370 | 370.25 | 370.5 | 370.75 | 371 | 371.25 | 371.5 | 371.75 | 372 | 372.25 | 372.5 | 372.75 | 373 | 373.25 | 373.5 | 373.75 | 374 | 374.25 | 374.5 | 374.75 | 375 | 375.25 | 375.5 | 375.75 | 376 | 376.25 | 376.5 | 376.75 | 377 | 377.25 | 377.5 | 377.75 | 378 | 378.25 | 378.5 | 378.75 | 379 | 379.25 | 379.5 | 379.75 | 380 | 380.25 | 380.5 | 380.75 | 381 | 381.25 | 381.5 | 381.75 | 382 | 382.25 | 382.5 | 382.75 | 383 | 383.25 | 383.5 | 383.75 | 384 | 384.25 | 384.5 | 384.75 | 385 | 385.25 | 385.5 | 385.75 | 386 | 386.25 | 386.5 | 386.75 | 387 | 387.25 | 387.5 | 387.75 | 388 | 388.25 | 388.5 | 388.75 | 389 | 389.25 | 389.5 | 389.75 | 390 | 390.25 | 390.5 | 390.75 | 391 | 391.25 | 391.5 | 391.75 | 392 | 392.25 | 392.5 | 392.75 | 393 | 393.25 | 393.5 | 393.75 | 394 | 394.25 | 394.5 | 394.75 | 395 | 395.25 | 395.5 | 395.75 | 396 | 396.25 | 396.5 | 396.75 | 397 | 397.25 | 397.5 | 397.75 | 398 | 398.25 | 398.5 | 398.75 | 399 | 399.25 | 399.5 | 399.75 | 400 | 400.25 | 400.5 | 400.75 | 401 | 401.25 | 401.5 | 401.75 | 402 | 402.25 | 402.5 | 402.75 | 403 | 403.25 | 403.5 | 403.75 | 404 | 404.25 | 404.5 | 404.75 | 405 | 405.25 | 405.5 | 405.75 | 406 | 406.25 | 406.5 | 406.75 | 407 | 407.25 | 407.5 | 407.75 | 408 | 408.25 | 408.5 | 408.75 | 409 | 409.25 | 409.5 | 409.75 | 410 | 410.25 | 410.5 | 410.75 | 411 | 411.25 | 411.5 | 411.75 | 412 | 412.25 | 412.5 | 412.75 | 413 | 413.25 | 413.5 | 413.75 | 414 | 414.25 | 414.5 | 414.75 | 415 | 415.25 | 415.5 | 415.75 | 416 | 416.25 | 416.5 | 416.75 | 417 | 417.25 | 417.5 | 417.75 | 418 | 418.25 | 418.5 | 418.75 | 419 | 419.25 | 419.5 | 419.75 | 420 | 420.25 | 420.5 | 420.75 | 421 | 421.25 | 421.5 | 421.75 | 422 | 422.25 | 422.5 | 422.75 | 423 | 423.25 | 423.5 | 423.75 | 424 | 424.25 | 424.5 | 424.75 | 425 | 425.25 | 425.5 | 425.75 | 426 | 426.25 | 426.5 | 426.75 | 427 | 427.25 | 427.5 | 427.75 | 428 | 428.25 | 428.5 | 428.75 | 429 | 429.25 | 429.5 | 429.75 | 430 | 430.25 | 430.5 | 430.75 | 431 | 431.25 | 431.5 | 431.75 | 432 | 432.25 | 432.5 | 432.75 | 433 | 433.25 | 433.5 | 433.75 | 434 | 434.25 | 434.5 | 434.75 | 435 | 435.25 | 435.5 | 435.75 | 436 | 436.25 | 436.5 | 436.75 | 437 | 437.25 | 437.5 | 437.75 | 438 | 438.25 | 438.5 | 438.75 | 439 | 439.25 | 439.5 | 439.75 | 440 | 440.25 | 440.5 | 440.75 | 441 | 441.25 | 441.5 | 441.75 | 442 | 442.25 | 442.5 | 442.75 | 443 | 443.25 | 443.5 | 443.75 | 444 | 444.25 | 444.5 | 444.75 | 445 | 445.25 | 445.5 | 445.75 | 446 | 446.25 | 446.5 | 446.75 | 447 | 447.25 | 447.5 | 447.75 | 448 | 448.25 | 448.5 | 448.75 | 449 | 449.25 | 449.5 | 449.75 | 450 | 450.25 | 450.5 | 450.75 | 451 | 451.25 | 451.5 | 451.75 | 452 | 452.25 | 452.5 | 452.75 | 453 | 453.25 | 453.5 | 453.75 | 454 | 454.25 | 454.5 | 454.75 | 455 | 455.25 | 455.5 | 455.75 | 456 | 456.25 | 456.5 | 456.75 | 457 | 457.25 | 457.5 | 457.75 | 458 | 458.25 | 458.5 | 458.75 | 459 | 459.25 | 459.5 | 459.75 | 460 | 460.25 | 460.5 | 460.75 | 461 | 461.25 | 461.5 | 461.75 | 462 | 462.25 | 462.5 | 462.75 | 463 | 463.25 | 463.5 | 463.75 | 464 | 464.25 | 464.5 | 464.75 | 465 | 465.25 | 465.5 | 465.75 | 466 | 466.25 | 466.5 | 466.75 | 467 | 467.25 | 467.5 | 467.75 | 468 | 468.25 | 468.5 | 468.75 | 469 | 469.25 | 469.5 | 469.75 | 470 | 470.25 | 470.5 | 470.75 | 471 | 471.25 | 471.5 | 471.75 | 472 | 472.25 | 472.5 | 472.75 | 473 | 473.25 | 473.5 | 473.75 | 474 | 474.25 | 474.5 | 474.75 | 475 | 475.25 | 475.5 | 475.75 | 476 | 476.25 | 476.5 | 476.75 | 477 | 477.25 | 477.5 | 477.75 | 478 | 478.25 | 478.5 | 478.75 | 479 | 479.25 | 479.5 | 479.75 | 480 | 480.25 | 480.5 | 480.75 | 481 | 481.25 | 481.5 | 481.75 | 482 | 482.25 | 482.5 | 482.75 | 483 | 483.25 | 483.5 | 483.75 | 484 | 484.25 | 484.5 | 484.75 | 485 | 485.25 | 485.5 | 485.75 | 486 | 486.25 | 486.5 | 486.75 | 487 | 487.25 | 487.5 | 487.75 | 488 | 488.25 | 488.5 | 488.75 | 489 | 489.25 | 489.5 | 489.75 | 490 | 490.25 | 490.5 | 490.75 | 491 | 491.25 | 491.5 | 491.75 | 492 | 492.25 | 492.5 | 492.75 | 493 | 493.25 | 493.5 | 493.75 | 494 | 494.25 | 494.5 | 494.75 | 495 | 495.25 | 495.5 | 495.75 | 496 | 496.25 | 496.5 | 496.75 | 497 | 497.25 | 497.5 | 497.75 | 498 | 498.25 | 498.5 | 498.75 | 499 | 499.25 | 499.5 | 499.75 | 500 | 500.25 | 500.5 | 500.75 | 501 | 501.25 | 501.5 | 501.75 | 502 | 502.25 | 502.5 | 502.75 | 503 | 503.25 | 503.5 | 503.75 | 504 | 504.25 | 504.5 | 504.75 | 505 | 505.25 | 505.5 | 505.75 | 506 | 506.25 | 506.5 | 506.75 | 507 | 507.25 | 507.5 | 507.75 | 508 | 508.25 | 508.5 | 508.75 | 509 | 509.25 | 509.5 | 509.75 | 510 | 510.25 | 510.5 | 510.75 | 511 | 511.25 | 511.5 | 511.75 | 512 | 512.25 | 512.5 | 512.75 | 513 | 513.25 | 513.5 | 513.75 | 514 | 514.25 | 514.5 | 514.75 | 515 | 515.25 | 515.5 | 515.75 | 516 | 516.25 | 516.5 | 516.75 | 517 | 517.25 | 517.5 | 517.75 | 518 | 518.25 | 518.5 | 518.75 | 519 | 519.25 | 519.5 | 519.75 | 520 | 520.25 | 520.5 | 520.75 | 521 | 521.25 | 521.5 | 521.75 | 522 | 522.25 | 522.5 | 522.75 | 523 | 523.25 | 523.5 | 523.75 | 524 | 524.25 | 524.5 | 524.75 | 525 | 525.25 | 525.5 | 525.75 | 526 | 526.25 | 526.5 | 526.75 | 527 | 527.25 | 527.5 | 527.75 | 528 | 528.25 | 528.5 | 528.75 | 529 | 529.25 | 529.5 | 529.75 | 530 | 530.25 | 530.5 | 530.75 | 531 | 531.25 | 531.5 | 531.75 | 532 | 532.25 | 532.5 | 532.75 | 533 | 533.25 | 533.5 | 533.75 | 534 | 534.25 | 534.5 | 534.75 | 535 | 535.25 | 535.5 | 535.75 | 536 | 536.25 | 536.5 | 536.75 | 537 | 537.25 | 537.5 | 537.75 | 538 | 538.25 | 538.5 | 538.75 | 539 | 539.25 | 539.5 | 539.75 | 540 | 540.25 | 540.5 | 540.75 | 541 | 541.25 | 541.5 | 541.75 | 542 | 542.25 | 542.5 | 542.75 | 543 | 543.25 | 543.5 | 543.75 | 544 | 544.25 | 544.5 | 544.75 | 545 | 545.25 | 545.5 | 545.75 | 546 | 546.25 | 546.5 | 546.75 | 547 | 547.25 | 547.5 | 547.75 | 548 | 548.25 | 548.5 | 548.75 | 549 | 549.25 | 549.5 | 549.75 | 550 | 550.25 | 550.5 | 550.75 | 551 | 551.25 | 551.5 | 551.75 | 552 | 552.25 | 552.5 | 552.75 | 553 | 553.25 | 553.5 | 553.75 | 554 | 554.25 | 554.5 | 554.75 | 555 | 555.25 | 555.5 | 555.75 | 556 | 556.25 | 556.5 | 556.75 | 557 | 557.25 | 557.5 | 557.75 | 558 | 558.25 | 558.5 | 558.75 | 559 | 559.25 | 559.5 | 559.75 | 560 | 560.25 | 560.5 | 560.75 | 561 | 561.25 | 561.5 | 561.75 | 562 | 562.25 | 562.5 | 562.75 | 563 | 563.25 | 563.5 | 563.75 | 564 | 564.25 | 564.5 | 564.75 | 565 | 565.25 | 565.5 | 565.75 | 566 | 566.25 | 566.5 | 566.75 | 567 | 567.25 | 567.5 | 567.75 | 568 | 568.25 | 568.5 | 568.75 | 569 | 569.25 | 569.5 | 569.75 | 570 | 570.25 | 570.5 | 570.75 | 571 | 571.25 | 571.5 | 571.75 | 572 | 572.25 | 572.5 | 572.75 | 573 | 573.25 | 573.5 | 573.75 | 574 | 574.25 | 574.5 | 574.75 | 575 | 575.25 | 575.5 | 575.75 | 576 | 576.25 | 576.5 | 576.75 | 577 | 577.25 | 577.5 | 577.75 | 578 | 578.25 | 578.5 | 578.75 | 579 | 579.25 | 579.5 | 579.75 | 580 | 580.25 | 580.5 | 580.75 | 581 | 581.25 | 581.5 | 581.75 | 582 | 582.25 | 582.5 | 582.75 | 583 | 583.25 | 583.5 | 583.75 | 584 | 584.25 | 584.5 | 584.75 | 585 | 585.25 | 585.5 | 585.75 | 586 | 586.25 | 586.5 | 586.75 | 587 | 587.25 | 587.5 | 587.75 | 588 | 588.25 | 588.5 | 588.75 | 589 | 589.25 | 589.5 | 589.75 | 590 | 590.25 | 590.5 | 590.75 | 591 | 591.25 | 591.5 | 591.75 | 592 | 592.25 | 592.5 | 592.75 | 593 | 593.25 | 593.5 | 593.75 | 594 | 594.25 | 594.5 | 594.75 | 595 | 595.25 | 595.5 | 595.75 | 596 | 596.25 | 596.5 | 596.75 | 597 | 597.25 | 597.5 | 597.75 | 598 | 598.25 | 598.5 | 598.75 | 599 | 599.25 | 599.5 | 599.75 | 600 | 600.25 | 600.5 | 600.75 | 601 | 601.25 | 601.5 | 601.75 | 602 | 602.25 | 602.5 | 602.75 | 603 | 603.25 | 603.5 | 603.75 | 604 | 604.25 | 604.5 | 604.75 | 605 | 605.25 | 605.5 | 605.75 | 606 | 606.25 | 606.5 | 606.75 | 607 | 607.25 | 607.5 | 607.75 | 608 | 608.25 | 608.5 | 608.75 | 609 | 609.25 | 609.5 | 609.75 | 610 | 610.25 | 610.5 | 610.75 | 611 | 611.25 | 611.5 | 611.75 | 612 | 612.25 | 612.5 | 612.75 | 613 | 613.25 | 613.5 | 613.75 | 614 | 614.25 | 614.5 | 614.75 | 615 | 615.25 | 615.5 | 615.75 | 616 | 616.25 | 616.5 | 616.75 | 617 | 617.25 | 617.5 | 617.75 | 618 | 618.25 | 618.5 | 618.75 | 619 | 619.25 | 619.5 | 619.75 | 620 | 620.25 | 620.5 | 620.75 | 621 | 621.25 | 621.5 | 621.75 | 622 | 622.25 | 622.5 | 622.75 | 623 | 623.25 | 623.5 | 623.75 | 624 | 624.25 | 624.5 | 624.75 | 625 | 625.25 | 625.5 | 625.75 | 626 | 626.25 | 626.5 | 626.75 | 627 | 627.25 | 627.5 | 627.75 | 628 | 628.25 | 628.5 | 628.75 | 629 | 629.25 | 629.5 | 629.75 | 630 | 630.25 | 630.5 | 630.75 | 631 | 631.25 | 631.5 | 631.75 | 632 | 632.25 | 632.5 | 632.75 | 633 | 633.25 | 633.5 | 633.75 | 634 | 634.25 | 634.5 | 634.75 | 635 | 635.25 | 635.5 | 635.75 | 636 | 636.25 | 636.5 | 636.75 | 637 | 637.25 | 637.5 | 637.75 | 638 | 638.25 | 638.5 | 638.75 | 639 | 639.25 | 639.5 | 639.75 | 640 | 640.25 | 640.5 | 640.75 | 641 | 641.25 | 641.5 | 641.75 | 642 | 642.25 | 642.5 | 642.75 | 643 | 643.25 | 643.5 | 643.75 | 644 | 644.25 | 644.5 | 644.75 | 645 | 645.25 | 645.5 | 645.75 | 646 | 646.25 | 646.5 | 646.75 | 647 | 647.25 | 647.5 | 647.75 | 648 | 648.25 | 648.5 | 648.75 | 649 | 649.25 | 649.5 | 649.75 | 650 | 650.25 | 650.5 | 650.75 | 651 | 651.25 | 651.5 | 651.75 | 652 | 652.25 | 652.5 | 652.75 | 653 | 653.25 | 653.5 | 653.75 | 654 | 654.25 | 654.5 | 654.75 | 655 | 655.25 | 655.5 | 655.75 | 656 | 656.25 | 656.5 | 656.75 | 657 | 657.25 | 657.5 | 657.75 | 658 | 658.25 | 658.5 | 658.75 | 659 | 659.25 | 659.5 | 659.75 | 660 | 660.25 | 660.5 | 660.75 | 661 | 661.25 | 661.5 | 661.75 | 662 | 662.25 | 662.5 | 662.75 | 663 | 663.25 | 663.5 | 663.75 | 664 | 664.25 | 664.5 | 664.75 | 665 | 665.25 | 665.5 | 665.75 | 666 | 666.25 | 666.5 | 666.75 | 667 | 667.25 | 667.5 | 667.75 | 668 | 668.25 | 668.5 | 668.75 | 669 | 669.25 | 669.5 | 669.75 | 670 | 670.25 | 670.5 | 670.75 | 671 | 671.25 | 671.5 | 671.75 | 672 | 672.25 | 672.5 | 672.75 | 673 | 673.25 | 673.5 | 673.75 | 674 | 674.25 | 674.5 | 674.75 | 675 | 675.25 | 675.5 | 675.75 | 676 | 676.25 | 676.5 | 676.75 | 677 | 677.25 | 677.5 | 677.75 | 678 | 678.25 | 678.5 | 678.75 | 679 | 679.25 | 679.5 | 679.75 | 680 | 680.25 | 680.5 | 680.75 | 681 | 681.25 | 681.5 | 681.75 | 682 | 682.25 | 682.5 | 682.75 | 683 | 683.25 | 683.5 | 683.75 | 684 | 684.25 | 684.5 | 684.75 | 685 | 685.25 | 685.5 | 685.75 | 686 | 686.25 | 686.5 | 686.75 | 687 | 687.25 | 687.5 | 687.75 | 688 | 688.25 | 688.5 | 688.75 | 689 | 689.25 | 689.5 | 689.75 | 690 | 690.25 | 690.5 | 690.75 | 691 | 691.25 | 691.5 | 691.75 | 692 | 692.25 | 692.5 | 692.75 | 693 | 693.25 | 693.5 | 693.75 | 694 | 694.25 | 694.5 | 694.75 | 695 | 695.25 | 695.5 | 695.75 | 696 | 696.25 | 696.5 | 696.75 | 697 | 697.25 | 697.5 | 697.75 | 698 | 698.25 | 698.5 | 698.75 | 699 | 699.25 | 699.5 | 699.75 | 700
wave = ceil(wave0(1)):5:floor(wave0(end))
data = interp1(wave0 | data0 | wave)
fid=fopen('bilirubin_extinction.txt' | 'wb')
for i=1:length(wave)
fprintf(fid | '%d %3.4g \n' | wave(i) | data(i))
end
fclose(fid)
plot(wave | data | 'b-' | 'linewidth' | 1.5)
set(gca | 'FontSize' | 14)
grid on
title('bilirubin' | 'fontsize' | 14)
ylabel('molar extinction coefficient (cm^{-1}/(mol/L))' | 'fontsize' | 14)
xlabel('wavelength (nm)' | 'fontsize' | 14)
xlim( | min(wave) | max(wave)])
set(gcf | 'PaperUnits' | 'inches' | 'PaperPosition' |  | 0 0 6 5])
pause
print('-dpng' | '-r100' | 'bilirubin_extinction.png')
close

## Bilirubin OMLC
# | Optical | absorption | spectrum | of | Bilirubin | in | chloroform
#
# | Data | from | PhotochemCAD | 2.1a | has | been | munged | on | 2 | June | 2017 | by | Scott | Prahl | to | make
# | the | information | available | to | non-Windows | users. | Although | I | have | tried | to | be | as | careful
# | as | possible, | I | may | have | introduced | some | error; | the | cautious | user | is | advised | to | compare
# | these | results | with | the | original | sources | at | www.photochemcad.com:
#
# | H. | Du, | R. | A. | Fuh, | J. | Li, | A. | Corkan, | J. | S. | Lindsey, | PhotochemCAD: A computer-aided design
# | and | research | tool | in | photochemistry," | Photochem. | Photobiol., | 68, | 141-142, | 1998
# | J. | M. | Dixon, | M. | Taniguchi | and | J. | S. | Lindsey | PhotochemCAD 2. A refined program with accompanying
# | spectral | databases | for | photochemical | calculations", | Photochem. | Photobiol., | 81, | 212-213, | 2005
#
# | The | spectral | absorption | measurements | were | made | by | J. | Li | on | 1997-11-12 | using | a | Cary | 3
# | The | absorption | values | were | collected | using | a | spectral | bandwidth | of | 1 | nm, | a | signal | averaging | time | of | 0.133 | sec, | a | data | interval | of | 0.25 | nm, | and | a | scan | rate | of | 112.5 | nm/min.
#
# | These | measurements | were | scaled | to | make | the | molar | extinction | coefficient | match
# | the | value | of | 55000 | cm-1/M | at | 450.8 | nm. | These | values | were
# | then | interpolated | to | report | extinction | coefficients | at | regular | 1nm | intervals
#
# | The | reported | molar | extinction | coefficient | is | from
# | Agati, | G. | and | F. | Fusi | -1990 | New | trends | in | photobiology | recent | advances | in | bilirubin | photophysics. | J. | Photochem. | Photobiol. | 7, | 1-14.
#
##Wavelength | (nm) | Molar | Extinction | (cm-1/M)
239.75 | 17208
240 | 16074
240.25 | 18576
240.5 | 16910
240.75 | 17810
241 | 17784
241.25 | 17734
241.5 | 18617
241.75 | 17737
242 | 17532
242.25 | 17582
242.5 | 17609
242.75 | 17141
243 | 17102
243.25 | 16666
243.5 | 16594
243.75 | 16111
244 | 16576
244.25 | 15964
244.5 | 15470
244.75 | 15805
245 | 15304
245.25 | 15243
245.5 | 15230
245.75 | 14725
246 | 14481
246.25 | 14588
246.5 | 14454
246.75 | 14002
247 | 14152
247.25 | 13951
247.5 | 13735
247.75 | 13755
248 | 13531
248.25 | 13231
248.5 | 13354
248.75 | 13226
249 | 12855
249.25 | 13256
249.5 | 12851
249.75 | 12557
250 | 12254
250.25 | 12287
250.5 | 12174
250.75 | 12231
251 | 11840
251.25 | 11772
251.5 | 11575
251.75 | 11246
252 | 11231
252.25 | 11165
252.5 | 11021
252.75 | 11034
253 | 11068
253.25 | 10789
253.5 | 10691
253.75 | 10568
254 | 10477
254.25 | 10341
254.5 | 10346
254.75 | 10029
255 | 10164
255.25 | 10055
255.5 | 9970
255.75 | 9865
256 | 9945
256.25 | 9764
256.5 | 9632
256.75 | 9781
257 | 9670
257.25 | 9526
257.5 | 9223
257.75 | 9096
258 | 9220
258.25 | 9312
258.5 | 9145
258.75 | 9138
259 | 8955
259.25 | 8984
259.5 | 8862
259.75 | 8933
260 | 8891
260.25 | 8896
260.5 | 8816
260.75 | 8984
261 | 8774
261.25 | 8840
261.5 | 8737
261.75 | 8679
262 | 8719
262.25 | 8874
262.5 | 8777
262.75 | 8685
263 | 8627
263.25 | 8732
263.5 | 8527
263.75 | 8572
264 | 8650
264.25 | 8812
264.5 | 8614
264.75 | 8601
265 | 8612
265.25 | 8688
265.5 | 8513
265.75 | 8498
266 | 8698
266.25 | 8554
266.5 | 8479
266.75 | 8449
267 | 8560
267.25 | 8544
267.5 | 8536
267.75 | 8448
268 | 8470
268.25 | 8574
268.5 | 8519
268.75 | 8580
269 | 8518
269.25 | 8460
269.5 | 8514
269.75 | 8616
270 | 8620
270.25 | 8681
270.5 | 8436
270.75 | 8509
271 | 8573
271.25 | 8526
271.5 | 8474
271.75 | 8543
272 | 8591
272.25 | 8515
272.5 | 8537
272.75 | 8695
273 | 8550
273.25 | 8547
273.5 | 8596
273.75 | 8545
274 | 8435
274.25 | 8695
274.5 | 8471
274.75 | 8560
275 | 8727
275.25 | 8631
275.5 | 8652
275.75 | 8360
276 | 8625
276.25 | 8456
276.5 | 8639
276.75 | 8632
277 | 8473
277.25 | 8521
277.5 | 8589
277.75 | 8557
278 | 8627
278.25 | 8344
278.5 | 8597
278.75 | 8561
279 | 8646
279.25 | 8452
279.5 | 8527
279.75 | 8426
280 | 8634
280.25 | 8461
280.5 | 8496
280.75 | 8525
281 | 8383
281.25 | 8515
281.5 | 8307
281.75 | 8411
282 | 8374
282.25 | 8663
282.5 | 8398
282.75 | 8418
283 | 8501
283.25 | 8565
283.5 | 8227
283.75 | 8286
284 | 8582
284.25 | 8334
284.5 | 8305
284.75 | 8220
285 | 8313
285.25 | 8211
285.5 | 8302
285.75 | 8226
286 | 8234
286.25 | 8471
286.5 | 8205
286.75 | 8313
287 | 8258
287.25 | 8237
287.5 | 8234
287.75 | 8210
288 | 8104
288.25 | 8203
288.5 | 8269
288.75 | 8138
289 | 8030
289.25 | 8063
289.5 | 8104
289.75 | 8119
290 | 7874
290.25 | 7970
290.5 | 8081
290.75 | 8068
291 | 8115
291.25 | 7943
291.5 | 7911
291.75 | 7808
292 | 7876
292.25 | 7947
292.5 | 7832
292.75 | 8024
293 | 7867
293.25 | 7657
293.5 | 7798
293.75 | 7739
294 | 7745
294.25 | 7622
294.5 | 7718
294.75 | 7922
295 | 7810
295.25 | 7709
295.5 | 7784
295.75 | 7745
296 | 7644
296.25 | 7642
296.5 | 7512
296.75 | 7609
297 | 7791
297.25 | 7664
297.5 | 7414
297.75 | 7515
298 | 7596
298.25 | 7627
298.5 | 7578
298.75 | 7628
299 | 7569
299.25 | 7374
299.5 | 7429
299.75 | 7468
300 | 7370
300.25 | 7448
300.5 | 7331
300.75 | 7592
301 | 7374
301.25 | 7214
301.5 | 7484
301.75 | 7449
302 | 7282
302.25 | 7230
302.5 | 7328
302.75 | 7071
303 | 7348
303.25 | 7135
303.5 | 7224
303.75 | 7300
304 | 7399
304.25 | 7224
304.5 | 7244
304.75 | 7208
305 | 7085
305.25 | 7036
305.5 | 7257
305.75 | 7153
306 | 6989
306.25 | 6795
306.5 | 7012
306.75 | 6993
307 | 7047
307.25 | 7085
307.5 | 6900
307.75 | 6823
308 | 6737
308.25 | 6897
308.5 | 6852
308.75 | 7083
309 | 6903
309.25 | 6895
309.5 | 6826
309.75 | 6820
310 | 6811
310.25 | 6907
310.5 | 6804
310.75 | 6522
311 | 6559
311.25 | 6618
311.5 | 6688
311.75 | 6701
312 | 6632
312.25 | 6548
312.5 | 6667
312.75 | 6580
313 | 6519
313.25 | 6607
313.5 | 6338
313.75 | 6559
314 | 6529
314.25 | 6385
314.5 | 6425
314.75 | 6346
315 | 6458
315.25 | 6318
315.5 | 6260
315.75 | 6212
316 | 6277
316.25 | 6176
316.5 | 6219
316.75 | 6363
317 | 6160
317.25 | 6304
317.5 | 6070
317.75 | 6201
318 | 6177
318.25 | 6108
318.5 | 6033
318.75 | 5911
319 | 5864
319.25 | 5951
319.5 | 5995
319.75 | 5901
320 | 6010
320.25 | 5815
320.5 | 5753
320.75 | 5996
321 | 5886
321.25 | 5830
321.5 | 5816
321.75 | 5627
322 | 5870
322.25 | 5621
322.5 | 5559
322.75 | 5697
323 | 5679
323.25 | 5544
323.5 | 5478
323.75 | 5637
324 | 5690
324.25 | 5486
324.5 | 5325
324.75 | 5452
325 | 5328
325.25 | 5432
325.5 | 5564
325.75 | 5209
326 | 5194
326.25 | 5150
326.5 | 5252
326.75 | 5311
327 | 5056
327.25 | 5097
327.5 | 5312
327.75 | 5208
328 | 5030
328.25 | 4895
328.5 | 5167
328.75 | 5078
329 | 4928
329.25 | 5029
329.5 | 4921
329.75 | 4866
330 | 4851
330.25 | 4971
330.5 | 4965
330.75 | 4756
331 | 4830
331.25 | 4924
331.5 | 4578
331.75 | 4746
332 | 4801
332.25 | 4654
332.5 | 4736
332.75 | 4795
333 | 4822
333.25 | 4698
333.5 | 4701
333.75 | 4652
334 | 4351
334.25 | 4609
334.5 | 4523
334.75 | 4423
335 | 4573
335.25 | 4883
335.5 | 4723
335.75 | 4337
336 | 4560
336.25 | 4593
336.5 | 4807
336.75 | 4531
337 | 4442
337.25 | 4470
337.5 | 4425
337.75 | 4531
338 | 4267
338.25 | 4399
338.5 | 4248
338.75 | 4383
339 | 4350
339.25 | 4346
339.5 | 4390
339.75 | 4632
340 | 4394
340.25 | 4330
340.5 | 4231
340.75 | 4441
341 | 4371
341.25 | 4360
341.5 | 4383
341.75 | 4538
342 | 4197
342.25 | 4176
342.5 | 4356
342.75 | 4335
343 | 4234
343.25 | 4170
343.5 | 4184
343.75 | 4384
344 | 4472
344.25 | 4256
344.5 | 4466
344.75 | 4355
345 | 4351
345.25 | 4556
345.5 | 4298
345.75 | 4225
346 | 4508
346.25 | 4502
346.5 | 4557
346.75 | 4384
347 | 4371
347.25 | 4533
347.5 | 4385
347.75 | 4628
348 | 4396
348.25 | 4668
348.5 | 4687
348.75 | 4254
349 | 4565
349.25 | 4804
349.5 | 4687
349.75 | 4724
350 | 4639
350.25 | 4570
350.5 | 4544
350.75 | 4738
351 | 4801
351.25 | 4728
351.5 | 4914
351.75 | 4843
352 | 4826
352.25 | 4962
352.5 | 5069
352.75 | 4863
353 | 4951
353.25 | 5046
353.5 | 5156
353.75 | 5211
354 | 5139
354.25 | 4968
354.5 | 5138
354.75 | 5196
355 | 5241
355.25 | 5325
355.5 | 5324
355.75 | 5280
356 | 5180
356.25 | 5445
356.5 | 5225
356.75 | 5468
357 | 5401
357.25 | 5586
357.5 | 5684
357.75 | 5657
358 | 5600
358.25 | 5847
358.5 | 5801
358.75 | 5667
359 | 5802
359.25 | 5822
359.5 | 5899
359.75 | 6019
360 | 5936
360.25 | 5993
360.5 | 6071
360.75 | 6071
361 | 6135
361.25 | 6222
361.5 | 6196
361.75 | 6219
362 | 6386
362.25 | 6342
362.5 | 6462
362.75 | 6449
363 | 6670
363.25 | 6545
363.5 | 6722
363.75 | 6663
364 | 6678
364.25 | 6709
364.5 | 6865
364.75 | 6765
365 | 6972
365.25 | 6997
365.5 | 6991
365.75 | 7078
366 | 7225
366.25 | 7159
366.5 | 7295
366.75 | 7440
367 | 7392
367.25 | 7443
367.5 | 7485
367.75 | 7604
368 | 7718
368.25 | 7726
368.5 | 7732
368.75 | 7787
369 | 8029
369.25 | 7979
369.5 | 8120
369.75 | 8211
370 | 8189
370.25 | 8371
370.5 | 8318
370.75 | 8419
371 | 8399
371.25 | 8576
371.5 | 8579
371.75 | 8714
372 | 8934
372.25 | 8884
372.5 | 8952
372.75 | 8892
373 | 9054
373.25 | 9118
373.5 | 9234
373.75 | 9307
374 | 9389
374.25 | 9520
374.5 | 9382
374.75 | 9615
375 | 9685
375.25 | 9807
375.5 | 9809
375.75 | 10012
376 | 9949
376.25 | 10165
376.5 | 10160
376.75 | 10361
377 | 10418
377.25 | 10527
377.5 | 10587
377.75 | 10720
378 | 10795
378.25 | 10832
378.5 | 10931
378.75 | 11099
379 | 11352
379.25 | 11250
379.5 | 11380
379.75 | 11488
380 | 11551
380.25 | 11693
380.5 | 11781
380.75 | 12018
381 | 12026
381.25 | 12158
381.5 | 12153
381.75 | 12321
382 | 12376
382.25 | 12542
382.5 | 12561
382.75 | 12914
383 | 12831
383.25 | 13004
383.5 | 13033
383.75 | 13120
384 | 13339
384.25 | 13526
384.5 | 13534
384.75 | 13639
385 | 13778
385.25 | 13924
385.5 | 14011
385.75 | 14125
386 | 14245
386.25 | 14357
386.5 | 14611
386.75 | 14578
387 | 14794
387.25 | 14943
387.5 | 15004
387.75 | 15132
388 | 15217
388.25 | 15346
388.5 | 15625
388.75 | 15701
389 | 15763
389.25 | 15872
389.5 | 16082
389.75 | 16198
390 | 16334
390.25 | 16618
390.5 | 16750
390.75 | 16922
391 | 16897
391.25 | 17153
391.5 | 17363
391.75 | 17306
392 | 17508
392.25 | 17645
392.5 | 17947
392.75 | 18077
393 | 18306
393.25 | 18360
393.5 | 18564
393.75 | 18681
394 | 18947
394.25 | 19077
394.5 | 19257
394.75 | 19386
395 | 19603
395.25 | 19819
395.5 | 19840
395.75 | 20018
396 | 20306
396.25 | 20537
396.5 | 20696
396.75 | 20890
397 | 21025
397.25 | 21099
397.5 | 21508
397.75 | 21590
398 | 21695
398.25 | 22046
398.5 | 22099
398.75 | 22208
399 | 22456
399.25 | 22739
399.5 | 22910
399.75 | 23068
400 | 23223
400.25 | 23332
400.5 | 23529
400.75 | 23716
401 | 23938
401.25 | 24060
401.5 | 24153
401.75 | 24483
402 | 24617
402.25 | 24823
402.5 | 24967
402.75 | 25185
403 | 25435
403.25 | 25604
403.5 | 25578
403.75 | 25931
404 | 26126
404.25 | 26394
404.5 | 26468
404.75 | 26635
405 | 26737
405.25 | 27056
405.5 | 27230
405.75 | 27451
406 | 27857
406.25 | 27866
406.5 | 28176
406.75 | 28139
407 | 28467
407.25 | 28640
407.5 | 28746
407.75 | 29143
408 | 29168
408.25 | 29527
408.5 | 29637
408.75 | 29858
409 | 30049
409.25 | 30302
409.5 | 30569
409.75 | 30645
410 | 30831
410.25 | 30924
410.5 | 31204
410.75 | 31548
411 | 31698
411.25 | 31887
411.5 | 32216
411.75 | 32411
412 | 32610
412.25 | 32535
412.5 | 32945
412.75 | 32846
413 | 33200
413.25 | 33433
413.5 | 33480
413.75 | 33777
414 | 34095
414.25 | 34190
414.5 | 34531
414.75 | 34834
415 | 34903
415.25 | 35085
415.5 | 35414
415.75 | 35564
416 | 35706
416.25 | 35778
416.5 | 36112
416.75 | 36431
417 | 36596
417.25 | 36893
417.5 | 37139
417.75 | 37287
418 | 37558
418.25 | 37587
418.5 | 37957
418.75 | 38212
419 | 38475
419.25 | 38640
419.5 | 38902
419.75 | 39044
420 | 39293
420.25 | 39645
420.5 | 39675
420.75 | 39886
421 | 40236
421.25 | 40299
421.5 | 40898
421.75 | 40977
422 | 41146
422.25 | 41209
422.5 | 41438
422.75 | 41659
423 | 42024
423.25 | 41937
423.5 | 42254
423.75 | 42509
424 | 42569
424.25 | 42830
424.5 | 43004
424.75 | 43220
425 | 43491
425.25 | 43775
425.5 | 43958
425.75 | 44066
426 | 44106
426.25 | 44366
426.5 | 44656
426.75 | 44818
427 | 44920
427.25 | 45175
427.5 | 45289
427.75 | 45205
428 | 45653
428.25 | 45663
428.5 | 46031
428.75 | 45880
429 | 46284
429.25 | 46275
429.5 | 46321
429.75 | 46875
430 | 46801
430.25 | 47034
430.5 | 47183
430.75 | 47159
431 | 47497
431.25 | 47738
431.5 | 47623
431.75 | 47944
432 | 48068
432.25 | 48045
432.5 | 48481
432.75 | 48552
433 | 48455
433.25 | 48794
433.5 | 48981
433.75 | 48824
434 | 49361
434.25 | 49335
434.5 | 49562
434.75 | 49363
435 | 49796
435.25 | 49830
435.5 | 50195
435.75 | 50058
436 | 50080
436.25 | 50471
436.5 | 50242
436.75 | 50212
437 | 50999
437.25 | 50705
437.5 | 50718
437.75 | 51066
438 | 51272
438.25 | 51313
438.5 | 51585
438.75 | 51472
439 | 51653
439.25 | 51846
439.5 | 51777
439.75 | 51924
440 | 52109
440.25 | 52208
440.5 | 52280
440.75 | 52293
441 | 52356
441.25 | 52457
441.5 | 52557
441.75 | 52914
442 | 53001
442.25 | 52673
442.5 | 52891
442.75 | 52803
443 | 53133
443.25 | 52993
443.5 | 53312
443.75 | 53499
444 | 53570
444.25 | 53376
444.5 | 53727
444.75 | 53590
445 | 53466
445.25 | 53330
445.5 | 53550
445.75 | 53855
446 | 53945
446.25 | 54100
446.5 | 53803
446.75 | 54042
447 | 53727
447.25 | 54205
447.5 | 54320
447.75 | 54323
448 | 54336
448.25 | 54364
448.5 | 54198
448.75 | 54445
449 | 54593
449.25 | 54669
449.5 | 54570
449.75 | 54814
450 | 54889
450.25 | 55016
450.5 | 54631
450.75 | 55023
451 | 54904
451.25 | 55003
451.5 | 54709
451.75 | 54692
452 | 54913
452.25 | 54882
452.5 | 54780
452.75 | 54816
453 | 54985
453.25 | 54709
453.5 | 54940
453.75 | 54965
454 | 54944
454.25 | 54897
454.5 | 54881
454.75 | 54860
455 | 54838
455.25 | 54970
455.5 | 54914
455.75 | 54792
456 | 54852
456.25 | 54810
456.5 | 54653
456.75 | 54691
457 | 54697
457.25 | 54499
457.5 | 54411
457.75 | 54379
458 | 54456
458.25 | 54476
458.5 | 54507
458.75 | 54318
459 | 54179
459.25 | 54368
459.5 | 53982
459.75 | 53776
460 | 53869
460.25 | 53863
460.5 | 53765
460.75 | 53687
461 | 53612
461.25 | 53421
461.5 | 53163
461.75 | 53220
462 | 53073
462.25 | 52805
462.5 | 52643
462.75 | 52655
463 | 52297
463.25 | 52346
463.5 | 52125
463.75 | 52124
464 | 51893
464.25 | 51713
464.5 | 51601
464.75 | 51196
465 | 51182
465.25 | 50770
465.5 | 50676
465.75 | 50469
466 | 50213
466.25 | 50146
466.5 | 49932
466.75 | 49547
467 | 49358
467.25 | 49033
467.5 | 48863
467.75 | 48688
468 | 48330
468.25 | 48011
468.5 | 47847
468.75 | 47529
469 | 47213
469.25 | 47164
469.5 | 46779
469.75 | 46505
470 | 46188
470.25 | 45749
470.5 | 45325
470.75 | 45059
471 | 44709
471.25 | 44313
471.5 | 44104
471.75 | 43981
472 | 43437
472.25 | 43051
472.5 | 42721
472.75 | 42370
473 | 41989
473.25 | 41733
473.5 | 41243
473.75 | 40789
474 | 40495
474.25 | 39942
474.5 | 39694
474.75 | 39259
475 | 38765
475.25 | 38218
475.5 | 37894
475.75 | 37467
476 | 36981
476.25 | 36510
476.5 | 36003
476.75 | 35534
477 | 35156
477.25 | 34646
477.5 | 34092
477.75 | 33757
478 | 33338
478.25 | 32856
478.5 | 32487
478.75 | 31972
479 | 31378
479.25 | 30972
479.5 | 30621
479.75 | 30125
480 | 29636
480.25 | 29219
480.5 | 28809
480.75 | 28426
481 | 27950
481.25 | 27596
481.5 | 27063
481.75 | 26732
482 | 26271
482.25 | 25872
482.5 | 25391
482.75 | 24929
483 | 24544
483.25 | 24180
483.5 | 23794
483.75 | 23353
484 | 22833
484.25 | 22532
484.5 | 22123
484.75 | 21593
485 | 21333
485.25 | 20952
485.5 | 20411
485.75 | 20085
486 | 19771
486.25 | 19386
486.5 | 18940
486.75 | 18564
487 | 18211
487.25 | 17827
487.5 | 17433
487.75 | 17152
488 | 16794
488.25 | 16455
488.5 | 16035
488.75 | 15691
489 | 15367
489.25 | 14995
489.5 | 14678
489.75 | 14362
490 | 14025
490.25 | 13750
490.5 | 13415
490.75 | 13103
491 | 12797
491.25 | 12457
491.5 | 12191
491.75 | 11964
492 | 11835
492.25 | 11548
492.5 | 11298
492.75 | 11013
493 | 10718
493.25 | 10489
493.5 | 10199
493.75 | 9944
494 | 9634
494.25 | 9399
494.5 | 9098
494.75 | 8913
495 | 8611
495.25 | 8326
495.5 | 8195
495.75 | 7887
496 | 7707
496.25 | 7520
496.5 | 7320
496.75 | 7033
497 | 6821
497.25 | 6602
497.5 | 6485
497.75 | 6171
498 | 6090
498.25 | 5889
498.5 | 5721
498.75 | 5508
499 | 5400
499.25 | 5182
499.5 | 5068
499.75 | 4893
500 | 4767
500.25 | 4534
500.5 | 4461
500.75 | 4285
501 | 4204
501.25 | 4053
501.5 | 3875
501.75 | 3753
502 | 3654
502.25 | 3487
502.5 | 3412
502.75 | 3333
503 | 3151
503.25 | 3151
503.5 | 3037
503.75 | 2899
504 | 2794
504.25 | 2746
504.5 | 2654
504.75 | 2530
505 | 2503
505.25 | 2359
505.5 | 2327
505.75 | 2211
506 | 2144
506.25 | 2030
506.5 | 2033
506.75 | 2005
507 | 1863
507.25 | 1858
507.5 | 1718
507.75 | 1776
508 | 1702
508.25 | 1587
508.5 | 1611
508.75 | 1561
509 | 1466
509.25 | 1385
509.5 | 1383
509.75 | 1374
510 | 1299
510.25 | 1314
510.5 | 1200
510.75 | 1148
511 | 1116
511.25 | 1032
511.5 | 1108
511.75 | 995
512 | 966
512.25 | 941
512.5 | 920
512.75 | 908
513 | 846
513.25 | 848
513.5 | 846
513.75 | 737
514 | 782
514.25 | 724
514.5 | 716
514.75 | 704
515 | 624
515.25 | 616
515.5 | 574
515.75 | 602
516 | 582
516.25 | 547
516.5 | 506
516.75 | 525
517 | 485
517.25 | 488
517.5 | 487
517.75 | 431
518 | 396
518.25 | 411
518.5 | 418
518.75 | 365
519 | 401
519.25 | 361
519.5 | 375
519.75 | 346
520 | 340
520.25 | 326
520.5 | 357
520.75 | 292
521 | 306
521.25 | 270
521.5 | 273
521.75 | 251
522 | 212
522.25 | 253
522.5 | 285
522.75 | 233
523 | 251
523.25 | 247
523.5 | 236
523.75 | 235
524 | 214
524.25 | 188
524.5 | 212
524.75 | 201
525 | 214
525.25 | 169
525.5 | 136
525.75 | 182
526 | 222
526.25 | 147
526.5 | 164
526.75 | 133
527 | 191
527.25 | 176
527.5 | 141
527.75 | 156
528 | 208
528.25 | 179
528.5 | 117
528.75 | 116
529 | 152
529.25 | 121
529.5 | 153
529.75 | 178
530 | 129
530.25 | 102
530.5 | 163
530.75 | 118
531 | 130
531.25 | 82
531.5 | 83
531.75 | 99
532 | 126
532.25 | 153
532.5 | 70
532.75 | 109
533 | 101
533.25 | 72
533.5 | 72
533.75 | 114
534 | 68
534.25 | 71
534.5 | 90
534.75 | 177
535 | 107
535.25 | 107
535.5 | 80
535.75 | 92
536 | 121
536.25 | 37
536.5 | 15
536.75 | 54
537 | 120
537.25 | 104
537.5 | 59
537.75 | 40
538 | 81
538.25 | 126
538.5 | 102
538.75 | 80
539 | 66
539.25 | 65
539.5 | 32
539.75 | 83
540 | 66
540.25 | 64
540.5 | 92
540.75 | 84
541 | 58
541.25 | 72
541.5 | 14
541.75 | 78
542 | 9
542.25 | 71
542.5 | 40
542.75 | 118
543 | 57
543.25 | 100
543.5 | 89
543.75 | 64
544 | 61
544.25 | 86
544.5 | 68
544.75 | 76
545 | 46
545.25 | 85
545.5 | 71
545.75 | 61
546 | 31
546.25 | 68
546.5 | 84
546.75 | 68
547 | 45
547.25 | 94
547.5 | 125
547.75 | 33
548 | 104
548.25 | 70
548.5 | 59
548.75 | 33
549 | 21
549.25 | 1
549.5 | 55
549.75 | 41
550 | 61
550.25 | 75
550.5 | 71
550.75 | 81
551 | 34
551.25 | 63
551.5 | 68
551.75 | 56
552 | 27
552.25 | 61
552.5 | 69
552.75 | 45
553 | 71
553.25 | 90
553.5 | 55
553.75 | 105
554 | 20
554.25 | 47
554.5 | 21
554.75 | 10
555 | 57
555.25 | 77
555.5 | 20
555.75 | 56
556 | 60
556.25 | 105
556.5 | 15
556.75 | 8
557 | -8
557.25 | 69
557.5 | 18
557.75 | 47
558 | 6
558.25 | 42
558.5 | 27
558.75 | 39
559 | 12
559.25 | 20
559.5 | 41
559.75 | 9
560 | 52
560.25 | 67
560.5 | 39
560.75 | 72
561 | 40
561.25 | 52
561.5 | 73
561.75 | 39
562 | -4
562.25 | 72
562.5 | 64
562.75 | 52
563 | 109
563.25 | 12
563.5 | 49
563.75 | -25
564 | 9
564.25 | 35
564.5 | 59
564.75 | 78
565 | 15
565.25 | 27
565.5 | 52
565.75 | 98
566 | 10
566.25 | -3
566.5 | 40
566.75 | -2
567 | 16
567.25 | 64
567.5 | 82
567.75 | 19
568 | 28
568.25 | 37
568.5 | 6
568.75 | 64
569 | 35
569.25 | 19
569.5 | 18
569.75 | -33
570 | 45
570.25 | -6
570.5 | 19
570.75 | 12
571 | 9
571.25 | -6
571.5 | -1
571.75 | 3
572 | 47
572.25 | 39
572.5 | 16
572.75 | 33
573 | 10
573.25 | 32
573.5 | 18
573.75 | 29
574 | 68
574.25 | 52
574.5 | 9
574.75 | 21
575 | 34
575.25 | 24
575.5 | 7
575.75 | -63
576 | 24
576.25 | 32
576.5 | 54
576.75 | 19
577 | 13
577.25 | 11
577.5 | 59
577.75 | 31
578 | 78
578.25 | -16
578.5 | 39
578.75 | -12
579 | 13
579.25 | 21
579.5 | 77
579.75 | 25
580 | 2
580.25 | -3
580.5 | -6
580.75 | 0
581 | 24
581.25 | -27
581.5 | 29
581.75 | -11
582 | 17
582.25 | -18
582.5 | -10
582.75 | 51
583 | 27
583.25 | -5
583.5 | 17
583.75 | -66
584 | 0
584.25 | 19
584.5 | 21
584.75 | 20
585 | -21
585.25 | -8
585.5 | 49
585.75 | -12
586 | 4
586.25 | 60
586.5 | 29
586.75 | 16
587 | 54
587.25 | -10
587.5 | 15
587.75 | -22
588 | -39
588.25 | 15
588.5 | 46
588.75 | 29
589 | -31
589.25 | 44
589.5 | -37
589.75 | 12
590 | 56
590.25 | 51
590.5 | 44
590.75 | 22
591 | 46
591.25 | -2
591.5 | 59
591.75 | 27
592 | 77
592.25 | 38
592.5 | 74
592.75 | 56
593 | -8
593.25 | 0
593.5 | 25
593.75 | 54
594 | 18
594.25 | 110
594.5 | 17
594.75 | -16
595 | 10
595.25 | -71
595.5 | -25
595.75 | 57
596 | 5
596.25 | -29
596.5 | 52
596.75 | 37
597 | 30
597.25 | 24
597.5 | 85
597.75 | 28
598 | 36
598.25 | 2
598.5 | -48
598.75 | 67
599 | -31
599.25 | 8
599.5 | 56
599.75 | 71
600 | 58
600.25 | 40
600.5 | -8
600.75 | 5
601 | 17
601.25 | 8
601.5 | 73
601.75 | 91
602 | 42
602.25 | 2
602.5 | 64
602.75 | -16
603 | 22
603.25 | 55
603.5 | -33
603.75 | 6
604 | -2
604.25 | -12
604.5 | 71
604.75 | 24
605 | 53
605.25 | 8
605.5 | 28
605.75 | 37
606 | 29
606.25 | -16
606.5 | 59
606.75 | 11
607 | 37
607.25 | 8
607.5 | -6
607.75 | -12
608 | 25
608.25 | 69
608.5 | 78
608.75 | 64
609 | 18
609.25 | 7
609.5 | 37
609.75 | 81
610 | 54
610.25 | 2
610.5 | 29
610.75 | 2
611 | -1
611.25 | 21
611.5 | 48
611.75 | -5
612 | 32
612.25 | 2
612.5 | 39
612.75 | 12
613 | 12
613.25 | -9
613.5 | 50
613.75 | 6
614 | 0
614.25 | 79
614.5 | 19
614.75 | 20
615 | 85
615.25 | -10
615.5 | 29
615.75 | 36
616 | 84
616.25 | 31
616.5 | 14
616.75 | 4
617 | 84
617.25 | -14
617.5 | 46
617.75 | 24
618 | -3
618.25 | -3
618.5 | 0
618.75 | -23
619 | -20
619.25 | 69
619.5 | 30
619.75 | 24
620 | -2
620.25 | 89
620.5 | -31
620.75 | 3
621 | 62
621.25 | 27
621.5 | 29
621.75 | 46
622 | 54
622.25 | -19
622.5 | 48
622.75 | 4
623 | 51
623.25 | -26
623.5 | 69
623.75 | -97
624 | 64
624.25 | -31
624.5 | 78
624.75 | -17
625 | 28
625.25 | -42
625.5 | 77
625.75 | 57
626 | 15
626.25 | 40
626.5 | -65
626.75 | -14
627 | 77
627.25 | -7
627.5 | 36
627.75 | 2
628 | 15
628.25 | -23
628.5 | 13
628.75 | 14
629 | 47
629.25 | -70
629.5 | -54
629.75 | 33
630 | 28
630.25 | 42
630.5 | -13
630.75 | -13
631 | 29
631.25 | 51
631.5 | 59
631.75 | 44
632 | -29
632.25 | 51
632.5 | 26
632.75 | 71
633 | 54
633.25 | 60
633.5 | 29
633.75 | 90
634 | 0
634.25 | 11
634.5 | 15
634.75 | 13
635 | 32
635.25 | 75
635.5 | 78
635.75 | -24
636 | 13
636.25 | 47
636.5 | -18
636.75 | -10
637 | 0
637.25 | 0
637.5 | 29
637.75 | 32
638 | -9
638.25 | -19
638.5 | 5
638.75 | 61
639 | 36
639.25 | 11
639.5 | 27
639.75 | 56
640 | 4
640.25 | 43
640.5 | 15
640.75 | -59
641 | -19
641.25 | 76
641.5 | 32
641.75 | -21
642 | -35
642.25 | 39
642.5 | 20
642.75 | 39
643 | -22
643.25 | -29
643.5 | -12
643.75 | 17
644 | -3
644.25 | 32
644.5 | 54
644.75 | -25
645 | -26
645.25 | 11
645.5 | 91
645.75 | -3
646 | -24
646.25 | -56
646.5 | -49
646.75 | -47
647 | 93
647.25 | 36
647.5 | 0
647.75 | 86
648 | 34
648.25 | 34
648.5 | -23
648.75 | 25
649 | -25
649.25 | -49
649.5 | -35
649.75 | 78
650 | 86
650.25 | -25
650.5 | -16
650.75 | 77
651 | -16
651.25 | 35
651.5 | 3
651.75 | -19
652 | 8
652.25 | 19
652.5 | -30
652.75 | -23
653 | 5
653.25 | 23
653.5 | 79
653.75 | 6
654 | -46
654.25 | -15
654.5 | -17
654.75 | 60
655 | 78
655.25 | -25
655.5 | 51
655.75 | -48
656 | 53
656.25 | 93
656.5 | 54
656.75 | -45
657 | 14
657.25 | 98
657.5 | -2
657.75 | 42
658 | -13
658.25 | 52
658.5 | 59
658.75 | 74
659 | -3
659.25 | 54
659.5 | 60
659.75 | -27
660 | 30
660.25 | 25
660.5 | -6
660.75 | 8
661 | 24
661.25 | 67
661.5 | 5
661.75 | 46
662 | 24
662.25 | -33
662.5 | 26
662.75 | 106
663 | -18
663.25 | 62
663.5 | 37
663.75 | 81
664 | 37
664.25 | 104
664.5 | 17
664.75 | 110
665 | -21
665.25 | 74
665.5 | 51
665.75 | 35
666 | -78
666.25 | 49
666.5 | 43
666.75 | 42
667 | 55
667.25 | 65
667.5 | 48
667.75 | -49
668 | 48
668.25 | 86
668.5 | 68
668.75 | 2
669 | 31
669.25 | -21
669.5 | 16
669.75 | 26
670 | 87
670.25 | 181
670.5 | 87
670.75 | 44
671 | 107
671.25 | 43
671.5 | 88
671.75 | 28
672 | 13
672.25 | 73
672.5 | 7
672.75 | 76
673 | 44
673.25 | 80
673.5 | 14
673.75 | 12
674 | 32
674.25 | 11
674.5 | 5
674.75 | -23
675 | -18
675.25 | 12
675.5 | -56
675.75 | -7
676 | 47
676.25 | 33
676.5 | 0
676.75 | 58
677 | 158
677.25 | 46
677.5 | 64
677.75 | 17
678 | 30
678.25 | -80
678.5 | 21
678.75 | -21
679 | -1
679.25 | 5
679.5 | 86
679.75 | 36
680 | -20
680.25 | -34
680.5 | 53
680.75 | 6
681 | 21
681.25 | 41
681.5 | 59
681.75 | 39
682 | 51
682.25 | 8
682.5 | 46
682.75 | 43
683 | 11
683.25 | 11
683.5 | -19
683.75 | 8
684 | 15
684.25 | -16
684.5 | 33
684.75 | 32
685 | -36
685.25 | 32
685.5 | 11
685.75 | 25
686 | 49
686.25 | -53
686.5 | 0
686.75 | -11
687 | -6
687.25 | -22
687.5 | 8
687.75 | -18
688 | 45
688.25 | -41
688.5 | 17
688.75 | 11
689 | 32
689.25 | -40
689.5 | 54
689.75 | 34
690 | 35
690.25 | 50
690.5 | 19
690.75 | -58
691 | -59
691.25 | 70
691.5 | -55
691.75 | 8
692 | 21
692.25 | 8
692.5 | 40
692.75 | -27
693 | -41
693.25 | 11
693.5 | 21
693.75 | -24
694 | 48
694.25 | 13
694.5 | 24
694.75 | -16
695 | -9
695.25 | 0
695.5 | 3
695.75 | 16
696 | -3
696.25 | 70
696.5 | 31
696.75 | -48
697 | -6
697.25 | 52
697.5 | 12
697.75 | 44
698 | 50
698.25 | -7
698.5 | 4
698.75 | -4
699 | 8
699.25 | 35
699.5 | -61
699.75 | -32
700 | 103

## Bilirubin
17201 | 239.75 | 0.39614
16068 | 240 | 0.37005
18569 | 240.25 | 0.42764
16903 | 240.5 | 0.38928
17803 | 240.75 | 0.41
17777 | 241 | 0.4094
17727 | 241.25 | 0.40825
18609 | 241.5 | 0.42857
17730 | 241.75 | 0.40832
17525 | 242 | 0.4036
17575 | 242.25 | 0.40475
17601 | 242.5 | 0.40535
17134 | 242.75 | 0.3946
17096 | 243 | 0.39372
16660 | 243.25 | 0.38368
16587 | 243.5 | 0.382
16104 | 243.75 | 0.37088
16569 | 244 | 0.38158
15957 | 244.25 | 0.36749
15464 | 244.5 | 0.35614
15799 | 244.75 | 0.36385
15298 | 245 | 0.35231
15237 | 245.25 | 0.35091
15224 | 245.5 | 0.35061
14719 | 245.75 | 0.33898
14475 | 246 | 0.33336
14582 | 246.25 | 0.33582
14448 | 246.5 | 0.33274
13997 | 246.75 | 0.32235
14146 | 247 | 0.32578
13946 | 247.25 | 0.32118
13730 | 247.5 | 0.3162
13750 | 247.75 | 0.31666
13526 | 248 | 0.3115
13226 | 248.25 | 0.30459
13349 | 248.5 | 0.30743
13221 | 248.75 | 0.30448
12850 | 249 | 0.29594
13251 | 249.25 | 0.30517
12845 | 249.5 | 0.29582
12552 | 249.75 | 0.28907
12249 | 250 | 0.28209
12282 | 250.25 | 0.28285
12169 | 250.5 | 0.28025
12227 | 250.75 | 0.28159
11836 | 251 | 0.27258
11768 | 251.25 | 0.27102
11571 | 251.5 | 0.26648
11241 | 251.75 | 0.25888
11227 | 252 | 0.25856
11161 | 252.25 | 0.25704
11017 | 252.5 | 0.25372
11029 | 252.75 | 0.254
11063 | 253 | 0.25478
10785 | 253.25 | 0.24838
10687 | 253.5 | 0.24612
10564 | 253.75 | 0.24329
10473 | 254 | 0.24119
10337 | 254.25 | 0.23806
10342 | 254.5 | 0.23818
10025 | 254.75 | 0.23088
10160 | 255 | 0.23398
10052 | 255.25 | 0.2315
9966 | 255.5 | 0.22952
9862 | 255.75 | 0.22712
9941 | 256 | 0.22894
9760 | 256.25 | 0.22477
9628 | 256.5 | 0.22173
9777 | 256.75 | 0.22516
9667 | 257 | 0.22263
9522 | 257.25 | 0.21929
9219 | 257.5 | 0.21231
9092 | 257.75 | 0.20939
9217 | 258 | 0.21227
9308 | 258.25 | 0.21436
9142 | 258.5 | 0.21054
9135 | 258.75 | 0.21038
8952 | 259 | 0.20616
8980 | 259.25 | 0.20681
8858 | 259.5 | 0.204
8930 | 259.75 | 0.20566
8887 | 260 | 0.20467
8893 | 260.25 | 0.20481
8813 | 260.5 | 0.20296
8980 | 260.75 | 0.20681
8771 | 261 | 0.202
8836 | 261.25 | 0.20349
8733 | 261.5 | 0.20112
8676 | 261.75 | 0.19981
8716 | 262 | 0.20073
8870 | 262.25 | 0.20428
8774 | 262.5 | 0.20207
8682 | 262.75 | 0.19995
8623 | 263 | 0.19859
8729 | 263.25 | 0.20103
8524 | 263.5 | 0.19631
8568 | 263.75 | 0.19732
8647 | 264 | 0.19914
8809 | 264.25 | 0.20287
8611 | 264.5 | 0.19831
8598 | 264.75 | 0.19801
8608 | 265 | 0.19824
8685 | 265.25 | 0.20002
8509 | 265.5 | 0.19596
8495 | 265.75 | 0.19564
8695 | 266 | 0.20025
8551 | 266.25 | 0.19693
8476 | 266.5 | 0.1952
8446 | 266.75 | 0.19451
8557 | 267 | 0.19707
8541 | 267.25 | 0.1967
8533 | 267.5 | 0.19651
8445 | 267.75 | 0.19449
8467 | 268 | 0.195
8571 | 268.25 | 0.19739
8516 | 268.5 | 0.19612
8577 | 268.75 | 0.19753
8515 | 269 | 0.1961
8457 | 269.25 | 0.19476
8511 | 269.5 | 0.19601
8613 | 269.75 | 0.19836
8616 | 270 | 0.19843
8678 | 270.25 | 0.19985
8433 | 270.5 | 0.19421
8505 | 270.75 | 0.19587
8569 | 271 | 0.19734
8523 | 271.25 | 0.19628
8470 | 271.5 | 0.19506
8540 | 271.75 | 0.19668
8588 | 272 | 0.19778
8512 | 272.25 | 0.19603
8534 | 272.5 | 0.19654
8692 | 272.75 | 0.20018
8547 | 273 | 0.19684
8544 | 273.25 | 0.19677
8593 | 273.5 | 0.1979
8541 | 273.75 | 0.1967
8432 | 274 | 0.19419
8692 | 274.25 | 0.20018
8468 | 274.5 | 0.19502
8557 | 274.75 | 0.19707
8723 | 275 | 0.20089
8628 | 275.25 | 0.1987
8649 | 275.5 | 0.19919
8357 | 275.75 | 0.19246
8622 | 276 | 0.19856
8453 | 276.25 | 0.19467
8636 | 276.5 | 0.19889
8629 | 276.75 | 0.19873
8470 | 277 | 0.19506
8518 | 277.25 | 0.19617
8585 | 277.5 | 0.19771
8554 | 277.75 | 0.197
8624 | 278 | 0.19861
8340 | 278.25 | 0.19207
8593 | 278.5 | 0.1979
8558 | 278.75 | 0.19709
8643 | 279 | 0.19905
8449 | 279.25 | 0.19458
8524 | 279.5 | 0.19631
8422 | 279.75 | 0.19396
8631 | 280 | 0.19877
8457 | 280.25 | 0.19476
8493 | 280.5 | 0.19559
8521 | 280.75 | 0.19624
8380 | 281 | 0.19299
8511 | 281.25 | 0.19601
8304 | 281.5 | 0.19124
8408 | 281.75 | 0.19364
8371 | 282 | 0.19278
8659 | 282.25 | 0.19942
8394 | 282.5 | 0.19331
8415 | 282.75 | 0.1938
8497 | 283 | 0.19569
8562 | 283.25 | 0.19718
8224 | 283.5 | 0.1894
8283 | 283.75 | 0.19076
8579 | 284 | 0.19757
8331 | 284.25 | 0.19186
8301 | 284.5 | 0.19117
8217 | 284.75 | 0.18924
8310 | 285 | 0.19138
8208 | 285.25 | 0.18903
8299 | 285.5 | 0.19113
8223 | 285.75 | 0.18938
8231 | 286 | 0.18956
8468 | 286.25 | 0.19502
8202 | 286.5 | 0.18889
8310 | 286.75 | 0.19138
8255 | 287 | 0.19011
8234 | 287.25 | 0.18963
8231 | 287.5 | 0.18956
8207 | 287.75 | 0.18901
8101 | 288 | 0.18657
8200 | 288.25 | 0.18885
8266 | 288.5 | 0.19037
8135 | 288.75 | 0.18735
8027 | 289 | 0.18486
8060 | 289.25 | 0.18562
8100 | 289.5 | 0.18654
8116 | 289.75 | 0.18691
7871 | 290 | 0.18127
7967 | 290.25 | 0.18348
8078 | 290.5 | 0.18604
8065 | 290.75 | 0.18574
8112 | 291 | 0.18682
7940 | 291.25 | 0.18286
7908 | 291.5 | 0.18212
7805 | 291.75 | 0.17975
7873 | 292 | 0.18132
7944 | 292.25 | 0.18295
7829 | 292.5 | 0.1803
8021 | 292.75 | 0.18472
7864 | 293 | 0.18111
7654 | 293.25 | 0.17627
7795 | 293.5 | 0.17952
7737 | 293.75 | 0.17818
7742 | 294 | 0.1783
7619 | 294.25 | 0.17547
7716 | 294.5 | 0.1777
7919 | 294.75 | 0.18237
7807 | 295 | 0.1798
7706 | 295.25 | 0.17747
7781 | 295.5 | 0.1792
7742 | 295.75 | 0.1783
7641 | 296 | 0.17597
7639 | 296.25 | 0.17593
7510 | 296.5 | 0.17296
7606 | 296.75 | 0.17517
7789 | 297 | 0.17938
7661 | 297.25 | 0.17643
7411 | 297.5 | 0.17068
7512 | 297.75 | 0.173
7594 | 298 | 0.17489
7624 | 298.25 | 0.17558
7575 | 298.5 | 0.17445
7625 | 298.75 | 0.1756
7566 | 299 | 0.17424
7372 | 299.25 | 0.16978
7426 | 299.5 | 0.17102
7465 | 299.75 | 0.17192
7367 | 300 | 0.16966
7446 | 300.25 | 0.17148
7329 | 300.5 | 0.16879
7589 | 300.75 | 0.17477
7371 | 301 | 0.16975
7211 | 301.25 | 0.16607
7482 | 301.5 | 0.17231
7447 | 301.75 | 0.1715
7279 | 302 | 0.16764
7227 | 302.25 | 0.16644
7326 | 302.5 | 0.16872
7069 | 302.75 | 0.1628
7345 | 303 | 0.16916
7132 | 303.25 | 0.16425
7222 | 303.5 | 0.16632
7297 | 303.75 | 0.16805
7396 | 304 | 0.17033
7222 | 304.25 | 0.16632
7241 | 304.5 | 0.16676
7206 | 304.75 | 0.16595
7083 | 305 | 0.16312
7034 | 305.25 | 0.16199
7254 | 305.5 | 0.16706
7150 | 305.75 | 0.16466
6987 | 306 | 0.16091
6792 | 306.25 | 0.15642
7010 | 306.5 | 0.16144
6990 | 306.75 | 0.16098
7044 | 307 | 0.16222
7083 | 307.25 | 0.16312
6897 | 307.5 | 0.15884
6821 | 307.75 | 0.15709
6735 | 308 | 0.15511
6894 | 308.25 | 0.15877
6850 | 308.5 | 0.15776
7080 | 308.75 | 0.16305
6901 | 309 | 0.15893
6892 | 309.25 | 0.15872
6823 | 309.5 | 0.15713
6818 | 309.75 | 0.15702
6808 | 310 | 0.15679
6905 | 310.25 | 0.15902
6801 | 310.5 | 0.15663
6520 | 310.75 | 0.15016
6557 | 311 | 0.15101
6615 | 311.25 | 0.15234
6686 | 311.5 | 0.15398
6699 | 311.75 | 0.15428
6630 | 312 | 0.15269
6546 | 312.25 | 0.15075
6665 | 312.5 | 0.15349
6577 | 312.75 | 0.15147
6517 | 313 | 0.15009
6604 | 313.25 | 0.15209
6336 | 313.5 | 0.14592
6557 | 313.75 | 0.15101
6527 | 314 | 0.15032
6383 | 314.25 | 0.147
6423 | 314.5 | 0.14792
6344 | 314.75 | 0.1461
6455 | 315 | 0.14866
6316 | 315.25 | 0.14546
6258 | 315.5 | 0.14412
6210 | 315.75 | 0.14302
6275 | 316 | 0.14451
6174 | 316.25 | 0.14219
6217 | 316.5 | 0.14318
6360 | 316.75 | 0.14647
6158 | 317 | 0.14182
6302 | 317.25 | 0.14514
6068 | 317.5 | 0.13975
6198 | 317.75 | 0.14274
6175 | 318 | 0.14221
6106 | 318.25 | 0.14062
6031 | 318.5 | 0.13889
5909 | 318.75 | 0.13608
5862 | 319 | 0.135
5948 | 319.25 | 0.13698
5993 | 319.5 | 0.13802
5899 | 319.75 | 0.13585
6008 | 320 | 0.13836
5813 | 320.25 | 0.13387
5751 | 320.5 | 0.13245
5994 | 320.75 | 0.13804
5884 | 321 | 0.13551
5828 | 321.25 | 0.13422
5814 | 321.5 | 0.1339
5625 | 321.75 | 0.12954
5867 | 322 | 0.13512
5619 | 322.25 | 0.12941
5557 | 322.5 | 0.12798
5695 | 322.75 | 0.13116
5677 | 323 | 0.13074
5542 | 323.25 | 0.12763
5476 | 323.5 | 0.12611
5635 | 323.75 | 0.12977
5688 | 324 | 0.13099
5484 | 324.25 | 0.1263
5323 | 324.5 | 0.12259
5450 | 324.75 | 0.12551
5326 | 325 | 0.12266
5430 | 325.25 | 0.12505
5562 | 325.5 | 0.12809
5207 | 325.75 | 0.11992
5192 | 326 | 0.11957
5148 | 326.25 | 0.11856
5250 | 326.5 | 0.12091
5309 | 326.75 | 0.12227
5055 | 327 | 0.11642
5095 | 327.25 | 0.11734
5310 | 327.5 | 0.12229
5206 | 327.75 | 0.11989
5029 | 328 | 0.11582
4894 | 328.25 | 0.11271
5166 | 328.5 | 0.11897
5076 | 328.75 | 0.1169
4927 | 329 | 0.11347
5028 | 329.25 | 0.11579
4920 | 329.5 | 0.11331
4864 | 329.75 | 0.11202
4850 | 330 | 0.1117
4969 | 330.25 | 0.11444
4963 | 330.5 | 0.1143
4755 | 330.75 | 0.10951
4829 | 331 | 0.11121
4922 | 331.25 | 0.11335
4577 | 331.5 | 0.10541
4745 | 331.75 | 0.10928
4800 | 332 | 0.11054
4653 | 332.25 | 0.10716
4735 | 332.5 | 0.10905
4793 | 332.75 | 0.11038
4820 | 333 | 0.111
4697 | 333.25 | 0.10817
4699 | 333.5 | 0.10822
4651 | 333.75 | 0.10711
4350 | 334 | 0.10018
4607 | 334.25 | 0.1061
4521 | 334.5 | 0.10412
4421 | 334.75 | 0.10182
4572 | 335 | 0.10529
4882 | 335.25 | 0.11243
4721 | 335.5 | 0.10872
4336 | 335.75 | 0.099858
4558 | 336 | 0.10497
4592 | 336.25 | 0.10575
4805 | 336.5 | 0.11066
4530 | 336.75 | 0.10433
4440 | 337 | 0.10225
4468 | 337.25 | 0.1029
4423 | 337.5 | 0.10186
4530 | 337.75 | 0.10433
4266 | 338 | 0.098246
4398 | 338.25 | 0.10129
4247 | 338.5 | 0.097808
4381 | 338.75 | 0.10089
4349 | 339 | 0.10016
4345 | 339.25 | 0.10007
4388 | 339.5 | 0.10106
4630 | 339.75 | 0.10663
4393 | 340 | 0.10117
4328 | 340.25 | 0.099674
4229 | 340.5 | 0.097394
4439 | 340.75 | 0.10223
4369 | 341 | 0.10062
4359 | 341.25 | 0.10039
4381 | 341.5 | 0.10089
4537 | 341.75 | 0.10449
4196 | 342 | 0.096634
4175 | 342.25 | 0.09615
4354 | 342.5 | 0.10027
4334 | 342.75 | 0.099812
4233 | 343 | 0.097486
4169 | 343.25 | 0.096012
4183 | 343.5 | 0.096334
4383 | 343.75 | 0.10094
4470 | 344 | 0.10294
4255 | 344.25 | 0.097993
4464 | 344.5 | 0.10281
4354 | 344.75 | 0.10027
4349 | 345 | 0.10016
4554 | 345.25 | 0.10488
4297 | 345.5 | 0.09896
4224 | 345.75 | 0.097279
4507 | 346 | 0.1038
4500 | 346.25 | 0.10364
4555 | 346.5 | 0.1049
4383 | 346.75 | 0.10094
4370 | 347 | 0.10064
4532 | 347.25 | 0.10437
4384 | 347.5 | 0.10096
4627 | 347.75 | 0.10656
4395 | 348 | 0.10122
4667 | 348.25 | 0.10748
4686 | 348.5 | 0.10792
4252 | 348.75 | 0.097924
4564 | 349 | 0.10511
4803 | 349.25 | 0.11061
4685 | 349.5 | 0.1079
4723 | 349.75 | 0.10877
4637 | 350 | 0.10679
4569 | 350.25 | 0.10522
4542 | 350.5 | 0.1046
4736 | 350.75 | 0.10907
4799 | 351 | 0.11052
4727 | 351.25 | 0.10886
4912 | 351.5 | 0.11312
4841 | 351.75 | 0.11149
4824 | 352 | 0.1111
4960 | 352.25 | 0.11423
5067 | 352.5 | 0.11669
4861 | 352.75 | 0.11195
4949 | 353 | 0.11398
5045 | 353.25 | 0.11619
5154 | 353.5 | 0.1187
5209 | 353.75 | 0.11996
5137 | 354 | 0.11831
4966 | 354.25 | 0.11437
5136 | 354.5 | 0.11828
5195 | 354.75 | 0.11964
5239 | 355 | 0.12065
5324 | 355.25 | 0.12261
5322 | 355.5 | 0.12257
5278 | 355.75 | 0.12155
5179 | 356 | 0.11927
5443 | 356.25 | 0.12535
5223 | 356.5 | 0.12029
5466 | 356.75 | 0.12588
5399 | 357 | 0.12434
5584 | 357.25 | 0.1286
5682 | 357.5 | 0.13086
5655 | 357.75 | 0.13023
5598 | 358 | 0.12892
5845 | 358.25 | 0.13461
5799 | 358.5 | 0.13355
5665 | 358.75 | 0.13046
5800 | 359 | 0.13357
5820 | 359.25 | 0.13403
5897 | 359.5 | 0.13581
6017 | 359.75 | 0.13857
5934 | 360 | 0.13666
5991 | 360.25 | 0.13797
6069 | 360.5 | 0.13977
6069 | 360.75 | 0.13977
6132 | 361 | 0.14122
6220 | 361.25 | 0.14325
6194 | 361.5 | 0.14265
6217 | 361.75 | 0.14318
6383 | 362 | 0.147
6340 | 362.25 | 0.14601
6460 | 362.5 | 0.14877
6447 | 362.75 | 0.14847
6668 | 363 | 0.15356
6543 | 363.25 | 0.15069
6719 | 363.5 | 0.15474
6661 | 363.75 | 0.1534
6675 | 364 | 0.15373
6707 | 364.25 | 0.15446
6862 | 364.5 | 0.15803
6762 | 364.75 | 0.15573
6969 | 365 | 0.1605
6995 | 365.25 | 0.16109
6989 | 365.5 | 0.16096
7076 | 365.75 | 0.16296
7223 | 366 | 0.16635
7157 | 366.25 | 0.16483
7292 | 366.5 | 0.16793
7438 | 366.75 | 0.1713
7389 | 367 | 0.17017
7441 | 367.25 | 0.17137
7482 | 367.5 | 0.17231
7601 | 367.75 | 0.17505
7715 | 368 | 0.17768
7724 | 368.25 | 0.17788
7729 | 368.5 | 0.178
7784 | 368.75 | 0.17927
8026 | 369 | 0.18484
7976 | 369.25 | 0.18369
8117 | 369.5 | 0.18693
8208 | 369.75 | 0.18903
8186 | 370 | 0.18852
8368 | 370.25 | 0.19272
8315 | 370.5 | 0.19149
8416 | 370.75 | 0.19382
8396 | 371 | 0.19336
8573 | 371.25 | 0.19744
8576 | 371.5 | 0.19751
8711 | 371.75 | 0.20061
8930 | 372 | 0.20566
8881 | 372.25 | 0.20453
8949 | 372.5 | 0.2061
8888 | 372.75 | 0.20469
9051 | 373 | 0.20844
9114 | 373.25 | 0.2099
9231 | 373.5 | 0.21259
9304 | 373.75 | 0.21427
9385 | 374 | 0.21614
9516 | 374.25 | 0.21915
9378 | 374.5 | 0.21598
9611 | 374.75 | 0.22134
9681 | 375 | 0.22295
9804 | 375.25 | 0.22579
9805 | 375.5 | 0.22581
10008 | 375.75 | 0.23048
9945 | 376 | 0.22903
10161 | 376.25 | 0.23401
10156 | 376.5 | 0.23389
10357 | 376.75 | 0.23852
10414 | 377 | 0.23983
10523 | 377.25 | 0.24234
10583 | 377.5 | 0.24373
10716 | 377.75 | 0.24679
10791 | 378 | 0.24852
10828 | 378.25 | 0.24937
10927 | 378.5 | 0.25165
11095 | 378.75 | 0.25552
11348 | 379 | 0.26134
11245 | 379.25 | 0.25897
11376 | 379.5 | 0.26199
11483 | 379.75 | 0.26445
11546 | 380 | 0.2659
11688 | 380.25 | 0.26917
11776 | 380.5 | 0.2712
12013 | 380.75 | 0.27666
12021 | 381 | 0.27684
12153 | 381.25 | 0.27988
12148 | 381.5 | 0.27977
12316 | 381.75 | 0.28364
12372 | 382 | 0.28493
12537 | 382.25 | 0.28873
12556 | 382.5 | 0.28916
12909 | 382.75 | 0.29729
12826 | 383 | 0.29538
12999 | 383.25 | 0.29937
13028 | 383.5 | 0.30003
13114 | 383.75 | 0.30202
13334 | 384 | 0.30708
13520 | 384.25 | 0.31137
13528 | 384.5 | 0.31155
13634 | 384.75 | 0.31399
13773 | 385 | 0.31719
13919 | 385.25 | 0.32055
14005 | 385.5 | 0.32254
14120 | 385.75 | 0.32518
14239 | 386 | 0.32792
14352 | 386.25 | 0.33053
14606 | 386.5 | 0.33638
14572 | 386.75 | 0.33559
14788 | 387 | 0.34057
14937 | 387.25 | 0.344
14998 | 387.5 | 0.3454
15126 | 387.75 | 0.34835
15211 | 388 | 0.35031
15340 | 388.25 | 0.35328
15619 | 388.5 | 0.35971
15695 | 388.75 | 0.36146
15757 | 389 | 0.36288
15865 | 389.25 | 0.36537
16075 | 389.5 | 0.37021
16192 | 389.75 | 0.3729
16328 | 390 | 0.37603
16611 | 390.25 | 0.38255
16743 | 390.5 | 0.38559
16916 | 390.75 | 0.38958
16890 | 391 | 0.38898
17146 | 391.25 | 0.39487
17356 | 391.5 | 0.39971
17299 | 391.75 | 0.3984
17501 | 392 | 0.40305
17638 | 392.25 | 0.4062
17940 | 392.5 | 0.41316
18070 | 392.75 | 0.41615
18298 | 393 | 0.4214
18353 | 393.25 | 0.42267
18556 | 393.5 | 0.42734
18673 | 393.75 | 0.43004
18939 | 394 | 0.43617
19070 | 394.25 | 0.43918
19249 | 394.5 | 0.4433
19378 | 394.75 | 0.44628
19595 | 395 | 0.45127
19810 | 395.25 | 0.45622
19832 | 395.5 | 0.45673
20010 | 395.75 | 0.46083
20297 | 396 | 0.46744
20528 | 396.25 | 0.47276
20687 | 396.5 | 0.47642
20882 | 396.75 | 0.48091
21017 | 397 | 0.48402
21090 | 397.25 | 0.4857
21499 | 397.5 | 0.49512
21581 | 397.75 | 0.49701
21686 | 398 | 0.49943
22037 | 398.25 | 0.50751
22090 | 398.5 | 0.50873
22199 | 398.75 | 0.51124
22447 | 399 | 0.51695
22730 | 399.25 | 0.52347
22901 | 399.5 | 0.52741
23059 | 399.75 | 0.53105
23214 | 400 | 0.53462
23322 | 400.25 | 0.53711
23519 | 400.5 | 0.54164
23706 | 400.75 | 0.54595
23928 | 401 | 0.55106
24050 | 401.25 | 0.55387
24143 | 401.5 | 0.55601
24473 | 401.75 | 0.56361
24607 | 402 | 0.5667
24812 | 402.25 | 0.57142
24957 | 402.5 | 0.57476
25175 | 402.75 | 0.57978
25424 | 403 | 0.58551
25594 | 403.25 | 0.58943
25568 | 403.5 | 0.58883
25920 | 403.75 | 0.59694
26115 | 404 | 0.60143
26383 | 404.25 | 0.6076
26457 | 404.5 | 0.6093
26624 | 404.75 | 0.61315
26726 | 405 | 0.6155
27045 | 405.25 | 0.62285
27218 | 405.5 | 0.62683
27439 | 405.75 | 0.63192
27845 | 406 | 0.64127
27854 | 406.25 | 0.64148
28165 | 406.5 | 0.64864
28128 | 406.75 | 0.64779
28455 | 407 | 0.65532
28628 | 407.25 | 0.6593
28734 | 407.5 | 0.66174
29131 | 407.75 | 0.67089
29156 | 408 | 0.67146
29514 | 408.25 | 0.67971
29624 | 408.5 | 0.68224
29845 | 408.75 | 0.68733
30037 | 409 | 0.69175
30289 | 409.25 | 0.69756
30556 | 409.5 | 0.7037
30632 | 409.75 | 0.70545
30818 | 410 | 0.70974
30911 | 410.25 | 0.71188
31191 | 410.5 | 0.71833
31535 | 410.75 | 0.72625
31685 | 411 | 0.72971
31874 | 411.25 | 0.73406
32203 | 411.5 | 0.74164
32398 | 411.75 | 0.74613
32597 | 412 | 0.75071
32521 | 412.25 | 0.74896
32931 | 412.5 | 0.7584
32832 | 412.75 | 0.75612
33186 | 413 | 0.76427
33419 | 413.25 | 0.76964
33466 | 413.5 | 0.77072
33763 | 413.75 | 0.77756
34080 | 414 | 0.78486
34176 | 414.25 | 0.78707
34517 | 414.5 | 0.79493
34820 | 414.75 | 0.8019
34889 | 415 | 0.80349
35070 | 415.25 | 0.80766
35399 | 415.5 | 0.81524
35549 | 415.75 | 0.81869
35691 | 416 | 0.82196
35763 | 416.25 | 0.82362
36097 | 416.5 | 0.83131
36416 | 416.75 | 0.83866
36580 | 417 | 0.84244
36878 | 417.25 | 0.8493
37123 | 417.5 | 0.85494
37271 | 417.75 | 0.85835
37543 | 418 | 0.86462
37571 | 418.25 | 0.86526
37941 | 418.5 | 0.87378
38196 | 418.75 | 0.87965
38459 | 419 | 0.88571
38624 | 419.25 | 0.88951
38886 | 419.5 | 0.89554
39028 | 419.75 | 0.89881
39276 | 420 | 0.90453
39629 | 420.25 | 0.91266
39658 | 420.5 | 0.91332
39869 | 420.75 | 0.91818
40219 | 421 | 0.92624
40282 | 421.25 | 0.92769
40881 | 421.5 | 0.94149
40959 | 421.75 | 0.94329
41128 | 422 | 0.94718
41191 | 422.25 | 0.94863
41421 | 422.5 | 0.95393
41641 | 422.75 | 0.95899
42006 | 423 | 0.9674
41919 | 423.25 | 0.96539
42236 | 423.5 | 0.9727
42491 | 423.75 | 0.97857
42552 | 424 | 0.97997
42812 | 424.25 | 0.98596
42986 | 424.5 | 0.98997
43202 | 424.75 | 0.99494
43473 | 425 | 1.0012
43757 | 425.25 | 1.0077
43939 | 425.5 | 1.0119
44048 | 425.75 | 1.0144
44087 | 426 | 1.0153
44347 | 426.25 | 1.0213
44637 | 426.5 | 1.028
44799 | 426.75 | 1.0317
44901 | 427 | 1.0341
45156 | 427.25 | 1.0399
45270 | 427.5 | 1.0426
45186 | 427.75 | 1.0406
45634 | 428 | 1.051
45644 | 428.25 | 1.0512
46012 | 428.5 | 1.0597
45861 | 428.75 | 1.0562
46264 | 429 | 1.0655
46256 | 429.25 | 1.0653
46301 | 429.5 | 1.0663
46855 | 429.75 | 1.0791
46781 | 430 | 1.0774
47014 | 430.25 | 1.0827
47163 | 430.5 | 1.0862
47139 | 430.75 | 1.0856
47477 | 431 | 1.0934
47718 | 431.25 | 1.0989
47603 | 431.5 | 1.0963
47924 | 431.75 | 1.1037
48048 | 432 | 1.1065
48024 | 432.25 | 1.106
48460 | 432.5 | 1.116
48532 | 432.75 | 1.1177
48434 | 433 | 1.1154
48774 | 433.25 | 1.1233
48961 | 433.5 | 1.1276
48803 | 433.75 | 1.1239
49340 | 434 | 1.1363
49314 | 434.25 | 1.1357
49541 | 434.5 | 1.1409
49343 | 434.75 | 1.1364
49775 | 435 | 1.1463
49809 | 435.25 | 1.1471
50174 | 435.5 | 1.1555
50037 | 435.75 | 1.1524
50059 | 436 | 1.1529
50450 | 436.25 | 1.1619
50221 | 436.5 | 1.1566
50191 | 436.75 | 1.1559
50978 | 437 | 1.174
50684 | 437.25 | 1.1673
50697 | 437.5 | 1.1676
51044 | 437.75 | 1.1755
51251 | 438 | 1.1803
51292 | 438.25 | 1.1813
51563 | 438.5 | 1.1875
51450 | 438.75 | 1.1849
51631 | 439 | 1.1891
51824 | 439.25 | 1.1935
51755 | 439.5 | 1.1919
51902 | 439.75 | 1.1953
52087 | 440 | 1.1996
52186 | 440.25 | 1.2018
52258 | 440.5 | 1.2035
52271 | 440.75 | 1.2038
52334 | 441 | 1.2053
52435 | 441.25 | 1.2076
52534 | 441.5 | 1.2099
52891 | 441.75 | 1.2181
52978 | 442 | 1.2201
52650 | 442.25 | 1.2125
52869 | 442.5 | 1.2176
52781 | 442.75 | 1.2155
53111 | 443 | 1.2231
52971 | 443.25 | 1.2199
53290 | 443.5 | 1.2273
53476 | 443.75 | 1.2316
53547 | 444 | 1.2332
53354 | 444.25 | 1.2287
53704 | 444.5 | 1.2368
53567 | 444.75 | 1.2336
53443 | 445 | 1.2308
53308 | 445.25 | 1.2277
53527 | 445.5 | 1.2327
53832 | 445.75 | 1.2398
53922 | 446 | 1.2418
54077 | 446.25 | 1.2454
53780 | 446.5 | 1.2386
54020 | 446.75 | 1.2441
53705 | 447 | 1.2368
54182 | 447.25 | 1.2478
54297 | 447.5 | 1.2505
54300 | 447.75 | 1.2505
54313 | 448 | 1.2508
54341 | 448.25 | 1.2515
54175 | 448.5 | 1.2477
54422 | 448.75 | 1.2533
54570 | 449 | 1.2567
54646 | 449.25 | 1.2585
54547 | 449.5 | 1.2562
54791 | 449.75 | 1.2618
54865 | 450 | 1.2635
54993 | 450.25 | 1.2665
54607 | 450.5 | 1.2576
55000 | 450.75 | 1.2667
54881 | 451 | 1.2639
54980 | 451.25 | 1.2662
54686 | 451.5 | 1.2594
54669 | 451.75 | 1.259
54890 | 452 | 1.2641
54859 | 452.25 | 1.2634
54757 | 452.5 | 1.2611
54793 | 452.75 | 1.2619
54962 | 453 | 1.2658
54686 | 453.25 | 1.2594
54917 | 453.5 | 1.2647
54941 | 453.75 | 1.2653
54921 | 454 | 1.2648
54874 | 454.25 | 1.2637
54857 | 454.5 | 1.2634
54837 | 454.75 | 1.2629
54815 | 455 | 1.2624
54946 | 455.25 | 1.2654
54890 | 455.5 | 1.2641
54769 | 455.75 | 1.2613
54828 | 456 | 1.2627
54787 | 456.25 | 1.2617
54630 | 456.5 | 1.2581
54667 | 456.75 | 1.259
54674 | 457 | 1.2591
54476 | 457.25 | 1.2546
54388 | 457.5 | 1.2526
54356 | 457.75 | 1.2518
54433 | 458 | 1.2536
54453 | 458.25 | 1.2541
54484 | 458.5 | 1.2548
54295 | 458.75 | 1.2504
54156 | 459 | 1.2472
54345 | 459.25 | 1.2516
53959 | 459.5 | 1.2427
53753 | 459.75 | 1.2379
53846 | 460 | 1.2401
53840 | 460.25 | 1.2399
53743 | 460.5 | 1.2377
53665 | 460.75 | 1.2359
53590 | 461 | 1.2342
53399 | 461.25 | 1.2298
53140 | 461.5 | 1.2238
53197 | 461.75 | 1.2251
53051 | 462 | 1.2218
52783 | 462.25 | 1.2156
52621 | 462.5 | 1.2119
52633 | 462.75 | 1.2121
52275 | 463 | 1.2039
52324 | 463.25 | 1.205
52103 | 463.5 | 1.1999
52102 | 463.75 | 1.1999
51871 | 464 | 1.1946
51691 | 464.25 | 1.1904
51579 | 464.5 | 1.1879
51175 | 464.75 | 1.1786
51160 | 465 | 1.1782
50749 | 465.25 | 1.1687
50654 | 465.5 | 1.1666
50447 | 465.75 | 1.1618
50192 | 466 | 1.1559
50125 | 466.25 | 1.1544
49910 | 466.5 | 1.1494
49526 | 466.75 | 1.1406
49338 | 467 | 1.1363
49013 | 467.25 | 1.1288
48842 | 467.5 | 1.1248
48668 | 467.75 | 1.1208
48310 | 468 | 1.1126
47991 | 468.25 | 1.1052
47827 | 468.5 | 1.1015
47509 | 468.75 | 1.0941
47193 | 469 | 1.0869
47144 | 469.25 | 1.0857
46759 | 469.5 | 1.0769
46486 | 469.75 | 1.0706
46168 | 470 | 1.0632
45729 | 470.25 | 1.0531
45306 | 470.5 | 1.0434
45040 | 470.75 | 1.0373
44690 | 471 | 1.0292
44294 | 471.25 | 1.0201
44085 | 471.5 | 1.0153
43963 | 471.75 | 1.0125
43419 | 472 | 0.99994
43033 | 472.25 | 0.99105
42703 | 472.5 | 0.98345
42352 | 472.75 | 0.97537
41971 | 473 | 0.96659
41716 | 473.25 | 0.96072
41225 | 473.5 | 0.94941
40771 | 473.75 | 0.93896
40478 | 474 | 0.93221
39926 | 474.25 | 0.9195
39677 | 474.5 | 0.91376
39243 | 474.75 | 0.90377
38749 | 475 | 0.89239
38201 | 475.25 | 0.87977
37878 | 475.5 | 0.87233
37452 | 475.75 | 0.86252
36965 | 476 | 0.8513
36495 | 476.25 | 0.84048
35988 | 476.5 | 0.8288
35519 | 476.75 | 0.818
35141 | 477 | 0.8093
34631 | 477.25 | 0.79755
34078 | 477.5 | 0.78482
33742 | 477.75 | 0.77708
33324 | 478 | 0.76745
32842 | 478.25 | 0.75635
32473 | 478.5 | 0.74785
31958 | 478.75 | 0.73599
31365 | 479 | 0.72234
30959 | 479.25 | 0.71299
30608 | 479.5 | 0.7049
30113 | 479.75 | 0.6935
29624 | 480 | 0.68224
29207 | 480.25 | 0.67264
28797 | 480.5 | 0.66319
28414 | 480.75 | 0.65437
27938 | 481 | 0.64341
27585 | 481.25 | 0.63528
27051 | 481.5 | 0.62298
26721 | 481.75 | 0.61538
26260 | 482 | 0.60477
25861 | 482.25 | 0.59558
25381 | 482.5 | 0.58452
24919 | 482.75 | 0.57388
24534 | 483 | 0.56502
24170 | 483.25 | 0.55664
23785 | 483.5 | 0.54777
23343 | 483.75 | 0.53759
22824 | 484 | 0.52564
22523 | 484.25 | 0.5187
22114 | 484.5 | 0.50929
21584 | 484.75 | 0.49708
21324 | 485 | 0.49109
20944 | 485.25 | 0.48234
20402 | 485.5 | 0.46986
20077 | 485.75 | 0.46237
19763 | 486 | 0.45514
19378 | 486.25 | 0.44628
18932 | 486.5 | 0.436
18556 | 486.75 | 0.42734
18204 | 487 | 0.41924
17820 | 487.25 | 0.41039
17426 | 487.5 | 0.40132
17145 | 487.75 | 0.39485
16787 | 488 | 0.3866
16448 | 488.25 | 0.3788
16029 | 488.5 | 0.36915
15685 | 488.75 | 0.36123
15361 | 489 | 0.35376
14989 | 489.25 | 0.3452
14672 | 489.5 | 0.3379
14357 | 489.75 | 0.33064
14019 | 490 | 0.32286
13745 | 490.25 | 0.31655
13410 | 490.5 | 0.30883
13098 | 490.75 | 0.30165
12792 | 491 | 0.2946
12452 | 491.25 | 0.28677
12186 | 491.5 | 0.28064
11959 | 491.75 | 0.27542
11830 | 492 | 0.27244
11544 | 492.25 | 0.26586
11294 | 492.5 | 0.2601
11009 | 492.75 | 0.25354
10714 | 493 | 0.24674
10485 | 493.25 | 0.24147
10195 | 493.5 | 0.23479
9940 | 493.75 | 0.22892
9630 | 494 | 0.22178
9395 | 494.25 | 0.21637
9095 | 494.5 | 0.20946
8910 | 494.75 | 0.2052
8608 | 495 | 0.19824
8322 | 495.25 | 0.19166
8192 | 495.5 | 0.18866
7884 | 495.75 | 0.18157
7704 | 496 | 0.17742
7517 | 496.25 | 0.17312
7318 | 496.5 | 0.16853
7031 | 496.75 | 0.16192
6819 | 497 | 0.15704
6599 | 497.25 | 0.15197
6483 | 497.5 | 0.1493
6168 | 497.75 | 0.14205
6088 | 498 | 0.14021
5887 | 498.25 | 0.13558
5719 | 498.5 | 0.13171
5506 | 498.75 | 0.1268
5399 | 499 | 0.12434
5180 | 499.25 | 0.1193
5066 | 499.5 | 0.11667
4891 | 499.75 | 0.11264
4766 | 500 | 0.10976
4532 | 500.25 | 0.10437
4460 | 500.5 | 0.10271
4284 | 500.75 | 0.098661
4202 | 501 | 0.096772
4052 | 501.25 | 0.093318
3874 | 501.5 | 0.089218
3752 | 501.75 | 0.086409
3653 | 502 | 0.084129
3486 | 502.25 | 0.080283
3412 | 502.5 | 0.078578
3332 | 502.75 | 0.076736
3150 | 503 | 0.072544
3150 | 503.25 | 0.072544
3036 | 503.5 | 0.069919
2898 | 503.75 | 0.066741
2793 | 504 | 0.064323
2746 | 504.25 | 0.06324
2654 | 504.5 | 0.061122
2529 | 504.75 | 0.058243
2502 | 505 | 0.057621
2359 | 505.25 | 0.054328
2326 | 505.5 | 0.053568
2210 | 505.75 | 0.050896
2143 | 506 | 0.049353
2030 | 506.25 | 0.046751
2032 | 506.5 | 0.046797
2004 | 506.75 | 0.046152
1863 | 507 | 0.042905
1858 | 507.25 | 0.04279
1718 | 507.5 | 0.039566
1776 | 507.75 | 0.040901
1702 | 508 | 0.039197
1586 | 508.25 | 0.036526
1610 | 508.5 | 0.037078
1560 | 508.75 | 0.035927
1465 | 509 | 0.033739
1385 | 509.25 | 0.031897
1383 | 509.5 | 0.03185
1374 | 509.75 | 0.031643
1299 | 510 | 0.029916
1314 | 510.25 | 0.030261
1200 | 510.5 | 0.027636
1148 | 510.75 | 0.026438
1116 | 511 | 0.025701
1032 | 511.25 | 0.023767
1108 | 511.5 | 0.025517
995 | 511.75 | 0.022915
966 | 512 | 0.022247
941 | 512.25 | 0.021671
920 | 512.5 | 0.021188
908 | 512.75 | 0.020911
847 | 513 | 0.019506
848 | 513.25 | 0.019529
846 | 513.5 | 0.019483
737 | 513.75 | 0.016973
782 | 514 | 0.018009
724 | 514.25 | 0.016674
716 | 514.5 | 0.016489
704 | 514.75 | 0.016213
624 | 515 | 0.014371
616 | 515.25 | 0.014186
574 | 515.5 | 0.013219
602 | 515.75 | 0.013864
582 | 516 | 0.013403
547 | 516.25 | 0.012597
507 | 516.5 | 0.011676
525 | 516.75 | 0.012091
486 | 517 | 0.011193
489 | 517.25 | 0.011262
487 | 517.5 | 0.011216
432 | 517.75 | 0.009949
397 | 518 | 0.0091429
411 | 518.25 | 0.0094653
418 | 518.5 | 0.0096265
365 | 518.75 | 0.008406
401 | 519 | 0.009235
362 | 519.25 | 0.0083369
376 | 519.5 | 0.0086593
346 | 519.75 | 0.0079684
340 | 520 | 0.0078302
327 | 520.25 | 0.0075308
357 | 520.5 | 0.0082217
292 | 520.75 | 0.0067248
306 | 521 | 0.0070472
270 | 521.25 | 0.0062181
273 | 521.5 | 0.0062872
252 | 521.75 | 0.0058036
212 | 522 | 0.0048824
253 | 522.25 | 0.0058266
285 | 522.5 | 0.0065636
233 | 522.75 | 0.005366
251 | 523 | 0.0057805
248 | 523.25 | 0.0057114
236 | 523.5 | 0.0054351
236 | 523.75 | 0.0054351
214 | 524 | 0.0049284
189 | 524.25 | 0.0043527
213 | 524.5 | 0.0049054
202 | 524.75 | 0.0046521
215 | 525 | 0.0049515
170 | 525.25 | 0.0039151
136 | 525.5 | 0.0031321
183 | 525.75 | 0.0042145
222 | 526 | 0.0051127
148 | 526.25 | 0.0034084
165 | 526.5 | 0.0038
134 | 526.75 | 0.003086
191 | 527 | 0.0043987
177 | 527.25 | 0.0040763
141 | 527.5 | 0.0032472
157 | 527.75 | 0.0036157
208 | 528 | 0.0047902
180 | 528.25 | 0.0041454
118 | 528.5 | 0.0027175
117 | 528.75 | 0.0026945
153 | 529 | 0.0035236
122 | 529.25 | 0.0028097
154 | 529.5 | 0.0035466
179 | 529.75 | 0.0041224
129 | 530 | 0.0029709
103 | 530.25 | 0.0023721
164 | 530.5 | 0.0037769
118 | 530.75 | 0.0027175
130 | 531 | 0.0029939
83 | 531.25 | 0.0019115
84 | 531.5 | 0.0019345
99 | 531.75 | 0.00228
126 | 532 | 0.0029018
153 | 532.25 | 0.0035236
71 | 532.5 | 0.0016351
109 | 532.75 | 0.0025103
101 | 533 | 0.002326
72 | 533.25 | 0.0016582
72 | 533.5 | 0.0016582
114 | 533.75 | 0.0026254
69 | 534 | 0.0015891
72 | 534.25 | 0.0016582
90 | 534.5 | 0.0020727
177 | 534.75 | 0.0040763
107 | 535 | 0.0024642
107 | 535.25 | 0.0024642
81 | 535.5 | 0.0018654
92 | 535.75 | 0.0021188
122 | 536 | 0.0028097
38 | 536.25 | 0.00087514
15 | 536.5 | 0.00034545
54 | 536.75 | 0.0012436
120 | 537 | 0.0027636
104 | 537.25 | 0.0023951
60 | 537.5 | 0.0013818
41 | 537.75 | 0.00094423
82 | 538 | 0.0018885
127 | 538.25 | 0.0029248
102 | 538.5 | 0.0023491
80 | 538.75 | 0.0018424
67 | 539 | 0.001543
65 | 539.25 | 0.001497
33 | 539.5 | 0.00075999
84 | 539.75 | 0.0019345
67 | 540 | 0.001543
65 | 540.25 | 0.001497
93 | 540.5 | 0.0021418
84 | 540.75 | 0.0019345
59 | 541 | 0.0013588
73 | 541.25 | 0.0016812
14 | 541.5 | 0.00032242
78 | 541.75 | 0.0017963
9 | 542 | 0.00020727
71 | 542.25 | 0.0016351
40 | 542.5 | 0.0009212
118 | 542.75 | 0.0027175
57 | 543 | 0.0013127
100 | 543.25 | 0.002303
90 | 543.5 | 0.0020727
65 | 543.75 | 0.001497
61 | 544 | 0.0014048
86 | 544.25 | 0.0019806
69 | 544.5 | 0.0015891
76 | 544.75 | 0.0017503
47 | 545 | 0.0010824
85 | 545.25 | 0.0019576
71 | 545.5 | 0.0016351
62 | 545.75 | 0.0014279
31 | 546 | 0.00071393
69 | 546.25 | 0.0015891
85 | 546.5 | 0.0019576
69 | 546.75 | 0.0015891
46 | 547 | 0.0010594
94 | 547.25 | 0.0021648
125 | 547.5 | 0.0028788
33 | 547.75 | 0.00075999
104 | 548 | 0.0023951
70 | 548.25 | 0.0016121
59 | 548.5 | 0.0013588
33 | 548.75 | 0.00075999
22 | 549 | 0.00050666
2 | 549.25 | 4.606e-05
55 | 549.5 | 0.0012667
42 | 549.75 | 0.00096726
62 | 550 | 0.0014279
76 | 550.25 | 0.0017503
71 | 550.5 | 0.0016351
81 | 550.75 | 0.0018654
34 | 551 | 0.00078302
64 | 551.25 | 0.0014739
68 | 551.5 | 0.001566
57 | 551.75 | 0.0013127
27 | 552 | 0.00062181
62 | 552.25 | 0.0014279
69 | 552.5 | 0.0015891
45 | 552.75 | 0.0010364
72 | 553 | 0.0016582
90 | 553.25 | 0.0020727
55 | 553.5 | 0.0012667
105 | 553.75 | 0.0024181
20 | 554 | 0.0004606
47 | 554.25 | 0.0010824
21 | 554.5 | 0.00048363
11 | 554.75 | 0.00025333
57 | 555 | 0.0013127
77 | 555.25 | 0.0017733
20 | 555.5 | 0.0004606
57 | 555.75 | 0.0013127
61 | 556 | 0.0014048
106 | 556.25 | 0.0024412
15 | 556.5 | 0.00034545
8 | 556.75 | 0.00018424
0 | 557 | 0
69 | 557.25 | 0.0015891
18 | 557.5 | 0.00041454
48 | 557.75 | 0.0011054
6 | 558 | 0.00013818
42 | 558.25 | 0.00096726
28 | 558.5 | 0.00064484
39 | 558.75 | 0.00089817
13 | 559 | 0.00029939
20 | 559.25 | 0.0004606
42 | 559.5 | 0.00096726
9 | 559.75 | 0.00020727
53 | 560 | 0.0012206
67 | 560.25 | 0.001543
39 | 560.5 | 0.00089817
72 | 560.75 | 0.0016582
41 | 561 | 0.00094423
52 | 561.25 | 0.0011976
73 | 561.5 | 0.0016812
39 | 561.75 | 0.00089817
0 | 562 | 0
72 | 562.25 | 0.0016582
64 | 562.5 | 0.0014739
52 | 562.75 | 0.0011976
109 | 563 | 0.0025103
12 | 563.25 | 0.00027636
50 | 563.5 | 0.0011515
0 | 563.75 | 0
10 | 564 | 0.0002303
36 | 564.25 | 0.00082908
60 | 564.5 | 0.0013818
78 | 564.75 | 0.0017963
15 | 565 | 0.00034545
28 | 565.25 | 0.00064484
52 | 565.5 | 0.0011976
99 | 565.75 | 0.00228
10 | 566 | 0.0002303
0 | 566.25 | 0
40 | 566.5 | 0.0009212
0 | 566.75 | 0
17 | 567 | 0.00039151
64 | 567.25 | 0.0014739
82 | 567.5 | 0.0018885
19 | 567.75 | 0.00043757
29 | 568 | 0.00066787
38 | 568.25 | 0.00087514
7 | 568.5 | 0.00016121
65 | 568.75 | 0.001497
36 | 569 | 0.00082908
19 | 569.25 | 0.00043757
18 | 569.5 | 0.00041454
0 | 569.75 | 0
46 | 570 | 0.0010594
0 | 570.25 | 0
20 | 570.5 | 0.0004606
12 | 570.75 | 0.00027636
9 | 571 | 0.00020727
0 | 571.25 | 0
0 | 571.5 | 0
3 | 571.75 | 6.909e-05
47 | 572 | 0.0010824
40 | 572.25 | 0.0009212
17 | 572.5 | 0.00039151
34 | 572.75 | 0.00078302
11 | 573 | 0.00025333
33 | 573.25 | 0.00075999
19 | 573.5 | 0.00043757
30 | 573.75 | 0.0006909
68 | 574 | 0.001566
52 | 574.25 | 0.0011976
9 | 574.5 | 0.00020727
21 | 574.75 | 0.00048363
34 | 575 | 0.00078302
24 | 575.25 | 0.00055272
8 | 575.5 | 0.00018424
0 | 575.75 | 0
24 | 576 | 0.00055272
32 | 576.25 | 0.00073696
54 | 576.5 | 0.0012436
19 | 576.75 | 0.00043757
14 | 577 | 0.00032242
12 | 577.25 | 0.00027636
59 | 577.5 | 0.0013588
32 | 577.75 | 0.00073696
79 | 578 | 0.0018194
0 | 578.25 | 0
40 | 578.5 | 0.0009212
0 | 578.75 | 0
14 | 579 | 0.00032242
22 | 579.25 | 0.00050666
77 | 579.5 | 0.0017733
26 | 579.75 | 0.00059878
2 | 580 | 4.606e-05
0 | 580.25 | 0
0 | 580.5 | 0
0 | 580.75 | 0
25 | 581 | 0.00057575
0 | 581.25 | 0
29 | 581.5 | 0.00066787
0 | 581.75 | 0
17 | 582 | 0.00039151
0 | 582.25 | 0
0 | 582.5 | 0
52 | 582.75 | 0.0011976
27 | 583 | 0.00062181
0 | 583.25 | 0
17 | 583.5 | 0.00039151
0 | 583.75 | 0
0 | 584 | 0
19 | 584.25 | 0.00043757
22 | 584.5 | 0.00050666
21 | 584.75 | 0.00048363
0 | 585 | 0
0 | 585.25 | 0
49 | 585.5 | 0.0011285
0 | 585.75 | 0
5 | 586 | 0.00011515
61 | 586.25 | 0.0014048
30 | 586.5 | 0.0006909
16 | 586.75 | 0.00036848
55 | 587 | 0.0012667
0 | 587.25 | 0
16 | 587.5 | 0.00036848
0 | 587.75 | 0
0 | 588 | 0
16 | 588.25 | 0.00036848
47 | 588.5 | 0.0010824
30 | 588.75 | 0.0006909
0 | 589 | 0
44 | 589.25 | 0.0010133
0 | 589.5 | 0
12 | 589.75 | 0.00027636
57 | 590 | 0.0013127
51 | 590.25 | 0.0011745
44 | 590.5 | 0.0010133
22 | 590.75 | 0.00050666
46 | 591 | 0.0010594
0 | 591.25 | 0
60 | 591.5 | 0.0013818
27 | 591.75 | 0.00062181
78 | 592 | 0.0017963
39 | 592.25 | 0.00089817
74 | 592.5 | 0.0017042
56 | 592.75 | 0.0012897
0 | 593 | 0
0 | 593.25 | 0
26 | 593.5 | 0.00059878
55 | 593.75 | 0.0012667
18 | 594 | 0.00041454
111 | 594.25 | 0.0025563
18 | 594.5 | 0.00041454
0 | 594.75 | 0
11 | 595 | 0.00025333
0 | 595.25 | 0
0 | 595.5 | 0
57 | 595.75 | 0.0013127
6 | 596 | 0.00013818
0 | 596.25 | 0
52 | 596.5 | 0.0011976
38 | 596.75 | 0.00087514
30 | 597 | 0.0006909
24 | 597.25 | 0.00055272
85 | 597.5 | 0.0019576
28 | 597.75 | 0.00064484
37 | 598 | 0.00085211
3 | 598.25 | 6.909e-05
0 | 598.5 | 0
67 | 598.75 | 0.001543
0 | 599 | 0
8 | 599.25 | 0.00018424
56 | 599.5 | 0.0012897
71 | 599.75 | 0.0016351
59 | 600 | 0.0013588
40 | 600.25 | 0.0009212
0 | 600.5 | 0
6 | 600.75 | 0.00013818
17 | 601 | 0.00039151
9 | 601.25 | 0.00020727
74 | 601.5 | 0.0017042
91 | 601.75 | 0.0020957
42 | 602 | 0.00096726
3 | 602.25 | 6.909e-05
65 | 602.5 | 0.001497
0 | 602.75 | 0
23 | 603 | 0.00052969
56 | 603.25 | 0.0012897
0 | 603.5 | 0
6 | 603.75 | 0.00013818
0 | 604 | 0
0 | 604.25 | 0
72 | 604.5 | 0.0016582
25 | 604.75 | 0.00057575
53 | 605 | 0.0012206
8 | 605.25 | 0.00018424
29 | 605.5 | 0.00066787
37 | 605.75 | 0.00085211
30 | 606 | 0.0006909
0 | 606.25 | 0
60 | 606.5 | 0.0013818
12 | 606.75 | 0.00027636
37 | 607 | 0.00085211
8 | 607.25 | 0.00018424
0 | 607.5 | 0
0 | 607.75 | 0
25 | 608 | 0.00057575
69 | 608.25 | 0.0015891
78 | 608.5 | 0.0017963
65 | 608.75 | 0.001497
19 | 609 | 0.00043757
7 | 609.25 | 0.00016121
38 | 609.5 | 0.00087514
82 | 609.75 | 0.0018885
54 | 610 | 0.0012436
2 | 610.25 | 4.606e-05
30 | 610.5 | 0.0006909
2 | 610.75 | 4.606e-05
0 | 611 | 0
22 | 611.25 | 0.00050666
48 | 611.5 | 0.0011054
0 | 611.75 | 0
32 | 612 | 0.00073696
3 | 612.25 | 6.909e-05
39 | 612.5 | 0.00089817
12 | 612.75 | 0.00027636
12 | 613 | 0.00027636
0 | 613.25 | 0
50 | 613.5 | 0.0011515
6 | 613.75 | 0.00013818
0 | 614 | 0
80 | 614.25 | 0.0018424
19 | 614.5 | 0.00043757
20 | 614.75 | 0.0004606
86 | 615 | 0.0019806
0 | 615.25 | 0
29 | 615.5 | 0.00066787
36 | 615.75 | 0.00082908
85 | 616 | 0.0019576
31 | 616.25 | 0.00071393
15 | 616.5 | 0.00034545
4 | 616.75 | 9.212e-05
85 | 617 | 0.0019576
0 | 617.25 | 0
46 | 617.5 | 0.0010594
25 | 617.75 | 0.00057575
0 | 618 | 0
0 | 618.25 | 0
0 | 618.5 | 0
0 | 618.75 | 0
0 | 619 | 0
70 | 619.25 | 0.0016121
30 | 619.5 | 0.0006909
25 | 619.75 | 0.00057575
0 | 620 | 0
89 | 620.25 | 0.0020497
0 | 620.5 | 0
3 | 620.75 | 6.909e-05
62 | 621 | 0.0014279
28 | 621.25 | 0.00064484
29 | 621.5 | 0.00066787
47 | 621.75 | 0.0010824
55 | 622 | 0.0012667
0 | 622.25 | 0
49 | 622.5 | 0.0011285
5 | 622.75 | 0.00011515
51 | 623 | 0.0011745
0 | 623.25 | 0
70 | 623.5 | 0.0016121
0 | 623.75 | 0
65 | 624 | 0.001497
0 | 624.25 | 0
78 | 624.5 | 0.0017963
0 | 624.75 | 0
28 | 625 | 0.00064484
0 | 625.25 | 0
78 | 625.5 | 0.0017963
58 | 625.75 | 0.0013357
16 | 626 | 0.00036848
41 | 626.25 | 0.00094423
0 | 626.5 | 0
0 | 626.75 | 0
77 | 627 | 0.0017733
0 | 627.25 | 0
36 | 627.5 | 0.00082908
2 | 627.75 | 4.606e-05
16 | 628 | 0.00036848
0 | 628.25 | 0
13 | 628.5 | 0.00029939
14 | 628.75 | 0.00032242
47 | 629 | 0.0010824
0 | 629.25 | 0
0 | 629.5 | 0
34 | 629.75 | 0.00078302
28 | 630 | 0.00064484
43 | 630.25 | 0.00099029
0 | 630.5 | 0
0 | 630.75 | 0
29 | 631 | 0.00066787
51 | 631.25 | 0.0011745
60 | 631.5 | 0.0013818
45 | 631.75 | 0.0010364
0 | 632 | 0
51 | 632.25 | 0.0011745
27 | 632.5 | 0.00062181
71 | 632.75 | 0.0016351
54 | 633 | 0.0012436
61 | 633.25 | 0.0014048
29 | 633.5 | 0.00066787
91 | 633.75 | 0.0020957
0 | 634 | 0
12 | 634.25 | 0.00027636
16 | 634.5 | 0.00036848
14 | 634.75 | 0.00032242
33 | 635 | 0.00075999
75 | 635.25 | 0.0017273
78 | 635.5 | 0.0017963
0 | 635.75 | 0
13 | 636 | 0.00029939
48 | 636.25 | 0.0011054
0 | 636.5 | 0
0 | 636.75 | 0
0 | 637 | 0
0 | 637.25 | 0
29 | 637.5 | 0.00066787
33 | 637.75 | 0.00075999
0 | 638 | 0
0 | 638.25 | 0
6 | 638.5 | 0.00013818
61 | 638.75 | 0.0014048
36 | 639 | 0.00082908
11 | 639.25 | 0.00025333
27 | 639.5 | 0.00062181
56 | 639.75 | 0.0012897
5 | 640 | 0.00011515
43 | 640.25 | 0.00099029
16 | 640.5 | 0.00036848
0 | 640.75 | 0
0 | 641 | 0
76 | 641.25 | 0.0017503
32 | 641.5 | 0.00073696
0 | 641.75 | 0
0 | 642 | 0
40 | 642.25 | 0.0009212
20 | 642.5 | 0.0004606
39 | 642.75 | 0.00089817
0 | 643 | 0
0 | 643.25 | 0
0 | 643.5 | 0
18 | 643.75 | 0.00041454
0 | 644 | 0
33 | 644.25 | 0.00075999
54 | 644.5 | 0.0012436
0 | 644.75 | 0
0 | 645 | 0
12 | 645.25 | 0.00027636
91 | 645.5 | 0.0020957
0 | 645.75 | 0
0 | 646 | 0
0 | 646.25 | 0
0 | 646.5 | 0
0 | 646.75 | 0
94 | 647 | 0.0021648
36 | 647.25 | 0.00082908
0 | 647.5 | 0
87 | 647.75 | 0.0020036
35 | 648 | 0.00080605
34 | 648.25 | 0.00078302
0 | 648.5 | 0
26 | 648.75 | 0.00059878
0 | 649 | 0
0 | 649.25 | 0
0 | 649.5 | 0
79 | 649.75 | 0.0018194
86 | 650 | 0.0019806
0 | 650.25 | 0
0 | 650.5 | 0
77 | 650.75 | 0.0017733
0 | 651 | 0
36 | 651.25 | 0.00082908
3 | 651.5 | 6.909e-05
0 | 651.75 | 0
8 | 652 | 0.00018424
19 | 652.25 | 0.00043757
0 | 652.5 | 0
0 | 652.75 | 0
6 | 653 | 0.00013818
24 | 653.25 | 0.00055272
80 | 653.5 | 0.0018424
7 | 653.75 | 0.00016121
0 | 654 | 0
0 | 654.25 | 0
0 | 654.5 | 0
61 | 654.75 | 0.0014048
79 | 655 | 0.0018194
0 | 655.25 | 0
52 | 655.5 | 0.0011976
0 | 655.75 | 0
53 | 656 | 0.0012206
94 | 656.25 | 0.0021648
55 | 656.5 | 0.0012667
0 | 656.75 | 0
14 | 657 | 0.00032242
99 | 657.25 | 0.00228
0 | 657.5 | 0
42 | 657.75 | 0.00096726
0 | 658 | 0
53 | 658.25 | 0.0012206
59 | 658.5 | 0.0013588
74 | 658.75 | 0.0017042
0 | 659 | 0
54 | 659.25 | 0.0012436
60 | 659.5 | 0.0013818
0 | 659.75 | 0
30 | 660 | 0.0006909
25 | 660.25 | 0.00057575
0 | 660.5 | 0
8 | 660.75 | 0.00018424
25 | 661 | 0.00057575
68 | 661.25 | 0.001566
6 | 661.5 | 0.00013818
47 | 661.75 | 0.0010824
25 | 662 | 0.00057575
0 | 662.25 | 0
27 | 662.5 | 0.00062181
106 | 662.75 | 0.0024412
0 | 663 | 0
62 | 663.25 | 0.0014279
38 | 663.5 | 0.00087514
81 | 663.75 | 0.0018654
38 | 664 | 0.00087514
104 | 664.25 | 0.0023951
18 | 664.5 | 0.00041454
111 | 664.75 | 0.0025563
0 | 665 | 0
74 | 665.25 | 0.0017042
52 | 665.5 | 0.0011976
36 | 665.75 | 0.00082908
0 | 666 | 0
50 | 666.25 | 0.0011515
44 | 666.5 | 0.0010133
43 | 666.75 | 0.00099029
55 | 667 | 0.0012667
66 | 667.25 | 0.00152
48 | 667.5 | 0.0011054
0 | 667.75 | 0
48 | 668 | 0.0011054
87 | 668.25 | 0.0020036
68 | 668.5 | 0.001566
2 | 668.75 | 4.606e-05
31 | 669 | 0.00071393
0 | 669.25 | 0
16 | 669.5 | 0.00036848
27 | 669.75 | 0.00062181
87 | 670 | 0.0020036
181 | 670.25 | 0.0041684
87 | 670.5 | 0.0020036
44 | 670.75 | 0.0010133
107 | 671 | 0.0024642
44 | 671.25 | 0.0010133
89 | 671.5 | 0.0020497
28 | 671.75 | 0.00064484
14 | 672 | 0.00032242
73 | 672.25 | 0.0016812
7 | 672.5 | 0.00016121
77 | 672.75 | 0.0017733
44 | 673 | 0.0010133
80 | 673.25 | 0.0018424
14 | 673.5 | 0.00032242
12 | 673.75 | 0.00027636
33 | 674 | 0.00075999
11 | 674.25 | 0.00025333
5 | 674.5 | 0.00011515
0 | 674.75 | 0
0 | 675 | 0
12 | 675.25 | 0.00027636
0 | 675.5 | 0
0 | 675.75 | 0
48 | 676 | 0.0011054
34 | 676.25 | 0.00078302
0 | 676.5 | 0
58 | 676.75 | 0.0013357
159 | 677 | 0.0036618
46 | 677.25 | 0.0010594
64 | 677.5 | 0.0014739
17 | 677.75 | 0.00039151
30 | 678 | 0.0006909
0 | 678.25 | 0
21 | 678.5 | 0.00048363
0 | 678.75 | 0
0 | 679 | 0
6 | 679.25 | 0.00013818
86 | 679.5 | 0.0019806
37 | 679.75 | 0.00085211
0 | 680 | 0
0 | 680.25 | 0
53 | 680.5 | 0.0012206
6 | 680.75 | 0.00013818
22 | 681 | 0.00050666
41 | 681.25 | 0.00094423
60 | 681.5 | 0.0013818
39 | 681.75 | 0.00089817
52 | 682 | 0.0011976
8 | 682.25 | 0.00018424
46 | 682.5 | 0.0010594
43 | 682.75 | 0.00099029
11 | 683 | 0.00025333
12 | 683.25 | 0.00027636
0 | 683.5 | 0
8 | 683.75 | 0.00018424
15 | 684 | 0.00034545
0 | 684.25 | 0
33 | 684.5 | 0.00075999
33 | 684.75 | 0.00075999
0 | 685 | 0
33 | 685.25 | 0.00075999
11 | 685.5 | 0.00025333
25 | 685.75 | 0.00057575
50 | 686 | 0.0011515
0 | 686.25 | 0
0 | 686.5 | 0
0 | 686.75 | 0
0 | 687 | 0
0 | 687.25 | 0
8 | 687.5 | 0.00018424
0 | 687.75 | 0
45 | 688 | 0.0010364
0 | 688.25 | 0
17 | 688.5 | 0.00039151
12 | 688.75 | 0.00027636
33 | 689 | 0.00075999
0 | 689.25 | 0
54 | 689.5 | 0.0012436
35 | 689.75 | 0.00080605
35 | 690 | 0.00080605
51 | 690.25 | 0.0011745
19 | 690.5 | 0.00043757
0 | 690.75 | 0
0 | 691 | 0
71 | 691.25 | 0.0016351
0 | 691.5 | 0
8 | 691.75 | 0.00018424
22 | 692 | 0.00050666
9 | 692.25 | 0.00020727
41 | 692.5 | 0.00094423
0 | 692.75 | 0
0 | 693 | 0
12 | 693.25 | 0.00027636
21 | 693.5 | 0.00048363
0 | 693.75 | 0
49 | 694 | 0.0011285
13 | 694.25 | 0.00029939
24 | 694.5 | 0.00055272
0 | 694.75 | 0
0 | 695 | 0
0 | 695.25 | 0
3 | 695.5 | 6.909e-05
17 | 695.75 | 0.00039151
0 | 696 | 0
71 | 696.25 | 0.0016351
32 | 696.5 | 0.00073696
0 | 696.75 | 0
0 | 697 | 0
53 | 697.25 | 0.0012206
12 | 697.5 | 0.00027636
45 | 697.75 | 0.0010364
50 | 698 | 0.0011515
0 | 698.25 | 0
5 | 698.5 | 0.00011515
0 | 698.75 | 0
8 | 699 | 0.00018424
35 | 699.25 | 0.00080605
0 | 699.5 | 0
0 | 699.75 | 0
103 | 700 | 0.0023721

## SHb npsq
% ***********************************************************************
% sulfhemoglobin_extinction.m
% ***********************************************************************
%
% Data description:
% The molar extinction coefficient of sulfhemoglobin in
% | cm^-1 (moles/l)^-1] (450 - 750nm) with a resolution of 5nm:
%
% Prepared by: Daniel Yim on December 2011
%
% ***********************************************************************
%
% Original data source:
%
% I. H. Yarynovska and A.I. Bilyi. Absorption spectra of sulfhemoglobin
% derivatives of human blood. In G.L. Cote and A.V. Priezzhev | editors
% Optical Diagnostics and Sensing VI - SPIE | 6094:1-6 | 2006
%
% ***********************************************************************
Msulf = | ...
450 | 20653.9739 | ... | 110.6188
455 | 17708.7652 | ... | 94.8449
460 | 14233.2376 | ... | 76.2306
465 | 11984.5566 | ... | 64.1871
470 | 10813.3284 | ... | 57.9142
475 | 9996.5074 | ... | 53.5394
480 | 9611.7033 | ... | 51.4785
485 | 9437.0861 | ... | 50.5433
490 | 9354.3046 | ... | 50.0999
495 | 9506.2861 | ... | 50.9139
500 | 9724.2347 | ... | 52.0812
505 | 9975.1656 | ... | 53.4251
510 | 10205.4015 | ... | 54.6582
515 | 10110.9788 | ... | 54.1525
520 | 9287.0448 | ... | 49.7397
525 | 7917.2701 | ... | 42.4034
530 | 6198.2616 | ... | 33.1967
535 | 4961.0669 | ... | 26.5706
540 | 5009.5714 | ... | 26.8303
545 | 6710.4711 | ... | 35.94
550 | 8875.7234 | ... | 47.5367
555 | 10819.7938 | ... | 57.9488
560 | 11090.1284 | ... | 59.3967
565 | 9266.9976 | ... | 49.6323
570 | 6281.0411 | ... | 33.6401
575 | 3544.081 | ... | 18.9814
580 | 3785.9566 | ... | 20.2769
585 | 7293.8246 | ... | 39.0644
590 | 10958.1949 | ... | 58.6901
595 | 12658.4492 | ... | 67.7963
600 | 13357.564 | ... | 71.5406
605 | 14446.0114 | ... | 77.3701
610 | 16038.9075 | ... | 85.9014
615 | 18103.2697 | ... | 96.9577
620 | 19205.2979 | ... | 102.86
625 | 18478.3733 | ... | 98.9667
630 | 16561.4646 | ... | 88.7001
635 | 13996.5348 | ... | 74.9628
640 | 11484.6319 | ... | 61.5096
645 | 9500.4657 | ... | 50.8827
650 | 8340.2325 | ... | 44.6687
655 | 7463.2652 | ... | 39.9719
660 | 6688.4832 | ... | 35.8223
665 | 5947.9766 | ... | 31.8563
670 | 5417.0114 | ... | 29.0125
675 | 4978.5283 | ... | 26.6641
680 | 4691.3803 | ... | 25.1262
685 | 4428.8079 | ... | 23.7199
690 | 4180.4636 | ... | 22.3898
695 | 3992.2651 | ... | 21.3818
700 | 3773.0236 | ... | 20.2076
705 | 3642.3841 | ... | 19.5079
710 | 3500.1036 | ... | 18.7459
715 | 3363.6434 | ... | 18.015
720 | 3228.4768 | ... | 17.2911
725 | 3145.6954 | ... | 16.8478
730 | 3062.9139 | ... | 16.4044
735 | 3021.5232 | ... | 16.1827
740 | 2971.0782 | ... | 15.9125
745 | 2897.351 | ... | 15.5177
750 | 2897.351 |  | 15.5177
semilogy(Msulf(: | 1) | Msulf(: | 2) | 'b' | 'linewidth' | 1.5)
set(gca | 'FontSize' | 14)
title('sulfhemoglobin extinction' | 'FontSize' | 14)
ylabel('molar extinction coefficient (cm^{-1}/(mol/L))' | 'fontsize' | 14)
xlabel('wavelength (nm)' | 'fontsize' | 14)
axis( | 450 750 0 10^4.5])
set(gcf | 'PaperUnits' | 'inches' | 'PaperPosition' |  | 0 0 6 5])
grid on
pause
print -dpng sulfhemoglobin_extinction.png -r100
close

## COHb npsq
% ***********************************************************************
% carboxyhemoglobin_extinction.m
% ***********************************************************************
%
% Data description:
% The molar extinction coefficient of carboxyhemoglobin in
% [cm^-1 (moles/l)^-1] (450 - 650nm) with a resolution of 5nm:
%
% Prepared by: Daniel Yim on December 2011
%
% ***********************************************************************
%
% Original data source:
% O. Siggaard-Andersen | B. Norgaard-Pedersen | J. Rem. Hemoglobin
% pigments spectrophotometric determination of oxy- | carboxy- | met-
% and sulfhemoglobin in capillary blood. Clinica Chimica Acta | 72(1)
1972%
%
% ***********************************************************************
M = [ ...
450 | 9198.771 | ... | 49.2669
455 | 8124.8382 | ... | 43.5151
460 | 7207.4825 | ... | 38.6019
465 | 6524.3017 | ... | 34.9429
470 | 6014.1022 | ... | 32.2104
475 | 5568.8052 | ... | 29.8255
480 | 5311.0887 | ... | 28.4452
485 | 5077.5411 | ... | 27.1944
490 | 4932.8554 | ... | 26.4195
495 | 4901.2671 | ... | 26.2503
500 | 4984.626 | ... | 26.6967
505 | 5209.7095 | ... | 27.9022
510 | 5587.6021 | ... | 29.9262
515 | 6417.3512 | ... | 34.3701
520 | 7839.12 | ... | 41.9849
525 | 9821.0766 | ... | 52.5999
530 | 11764.964 | ... | 63.011
535 | 13055.263 | ... | 69.9216
540 | 13273.0333 | ... | 71.0879
545 | 12587.9078 | ... | 67.4185
550 | 11425.9775 | ... | 61.1954
555 | 10830.0722 | ... | 58.0039
560 | 11640.8578 | ... | 62.3463
565 | 13137.3603 | ... | 70.3613
570 | 13673.357 | ... | 73.232
575 | 11100.4749 | ... | 59.4521
580 | 7561.5266 | ... | 40.4981
585 | 4369.9482 | ... | 23.4046
590 | 2570.7959 | ... | 13.7687
595 | 1540.2198 | ... | 8.2491
600 | 998.7382 | ... | 5.3491
605 | 714.6225 | ... | 3.8274
610 | 530.856 | ... | 2.8432
615 | 410.6855 | ... | 2.1996
620 | 330.894 | ... | 1.7722
625 | 276.444 | ... | 1.4806
630 | 231.6947 | ... | 1.2409
635 | 194.828 | ... | 1.0435
640 | 164.3314 | ... | 0.88013
645 | 142.9928 | ... | 0.76584
650 | 125.8925 |  | 0.67426
semilogy(M(: | 1) | M(: | 2) | 'b' | 'linewidth' | 1.5)
set(gca | 'FontSize' | 14)
ylabel('molar extinction coefficient (cm^{-1}/(mol/L))' | 'FontSize' | 14)
xlabel('wavelength (nm)' | 'FontSize' | 14)
title('carboxyhemoglobin extinction' | 'FontSize' | 14)
axis([450 650 0 25000])
set(gcf | 'PaperUnits' | 'inches' | 'PaperPosition' | [0 0 6 5])
grid on
pause
print -dpng -r100 carboxyhemoglobin_extinction.png
close

## COHb
450 | 49.2669
455 | 43.5151
460 | 38.6019
465 | 34.9429
470 | 32.2104
475 | 29.8255
480 | 28.4452
485 | 27.1944
490 | 26.4195
495 | 26.2503
500 | 26.6967
505 | 27.9022
510 | 29.9262
515 | 34.3701
520 | 41.9849
525 | 52.5999
530 | 63.011
535 | 69.9216
540 | 71.0879
545 | 67.4185
550 | 61.1954
555 | 58.0039
560 | 62.3463
565 | 70.3613
570 | 73.232
575 | 59.4521
580 | 40.4981
585 | 23.4046
590 | 13.7687
595 | 8.2491
600 | 5.3491
605 | 3.8274
610 | 2.8432
615 | 2.1996
620 | 1.7722
625 | 1.4806
630 | 1.2409
635 | 1.0435
640 | 0.88013
645 | 0.76584
650 | 0.67426 | 0.1 | 0.14831 | 0.40455 | 7 | 0.057793
655 | 0.61646
660 | 0.55867
665 | 0.50088
670 | 0.44308
675 | 0.38529
680 | 0.2697 | 0.04 |  | 0.067426 | 7 | 0.0096322
685 | 0.26007
690 | 0.25044
695 | 0.24081
700 | 0.23117
705 | 0.22154
710 | 0.20228 | 0.03 |  | 0.067426 | 11 | 0.0061296
715 | 0.19615
720 | 0.19002
725 | 0.18389
730 | 0.17776
735 | 0.17163
740 | 0.1655
745 | 0.15937
750 | 0.15324
755 | 0.14711
760 | 0.13485 | 0.02 |  | 0.040455 | 13 | 0.003112
765 | 0.13174
770 | 0.12863
775 | 0.12552
780 | 0.1224
785 | 0.11929
790 | 0.11618
795 | 0.11307
800 | 0.10996
805 | 0.10684
810 | 0.10373
815 | 0.10062
820 | 0.094396 | 0.014 |  | 0.02697 | 21 | 0.0012843
825 | 0.093112
830 | 0.091827
835 | 0.090543
840 | 0.089259
845 | 0.087974
850 | 0.08669
855 | 0.085406
860 | 0.084122
865 | 0.082837
870 | 0.081553
875 | 0.080269
880 | 0.078984
885 | 0.0777
890 | 0.076416
895 | 0.075131
900 | 0.073847
905 | 0.072563
910 | 0.071279
915 | 0.069994 |  | 0.01
920 | 0.067426 | 0.01

## metHb npsq
% ***********************************************************************
% methemoglobin_extinction.m
% ***********************************************************************
%
% Data description:
% The molar extinction coefficient of methemoglobin in
% [cm^-1 (moles/l)^-1] (450 - 700nm) with a resolution of 5nm:
%
% Prepared by: Daniel Yim on December 2011
%
% ***********************************************************************
%
% Original data source:
% L. Randeberg | J. Bonesronning | M. Dalaker | J. Nelson | L. Svaasand
% Methemoglobin formation during laser induced photothermolysis of
% vascular skin lesions. Lasers in Surgery and Medicine 34 (2004) | 414–419.
%
%
% ***********************************************************************
Mmeth = [ ...
450 | 37979.169 | ... | 203.4094
455 | 35935.9269 | ... | 192.4661
460 | 34103.2642 | ... | 182.6507
465 | 32884.8202 | ... | 176.125
470 | 31709.8382 | ... | 169.832
475 | 31075.9379 | ... | 166.4369
480 | 31899.7939 | ... | 170.8494
485 | 33090.2161 | ... | 177.225
490 | 34617.0098 | ... | 185.4023
495 | 35729.777 | ... | 191.362
500 | 36358.5089 | ... | 194.7294
505 | 35729.777 | ... | 191.362
510 | 34205.1039 | ... | 183.1962
515 | 32461.13 | ... | 173.8558
520 | 30592.9916 | ... | 163.8504
525 | 28946.5113 | ... | 155.0321
530 | 27565.832 | ... | 147.6375
535 | 26349.9931 | ... | 141.1257
540 | 24950.7202 | ... | 133.6314
545 | 23049.712 | ... | 123.45
550 | 20651.4844 | ... | 110.6055
555 | 18223.0843 | ... | 97.5994
560 | 16473.1929 | ... | 88.2274
565 | 16015.683 | ... | 85.777
570 | 15860.8463 | ... | 84.9477
575 | 15738.73 | ... | 84.2937
580 | 15738.73 | ... | 84.2937
585 | 15165.5989 | ... | 81.2241
590 | 14298.913 | ... | 76.5823
595 | 13341.9184 | ... | 71.4568
600 | 12878.002 | ... | 68.9722
605 | 12766.169 | ... | 68.3732
610 | 12766.169 | ... | 68.3732
615 | 12990.8139 | ... | 69.5764
620 | 13908.8874 | ... | 74.4934
625 | 14806.573 | ... | 79.3013
630 | 15355.2804 | ... | 82.24
635 | 15153.8582 | ... | 81.1612
640 | 13803.8776 | ... | 73.931
645 | 10872.8849 | ... | 58.2331
650 | 7824.7767 | ... | 41.908
655 | 5281.4032 | ... | 28.2862
660 | 3706.6488 | ... | 19.8521
665 | 2645.2346 | ... | 14.1674
670 | 1903.1666 | ... | 10.193
675 | 1415.8082 | ... | 7.5828
680 | 1203.4221 | ... | 6.4453
685 | 1025.4968 | ... | 5.4924
690 | 940.773 | ... | 5.0386
695 | 902.2334 | ... | 4.8322
700 | 877.3681 |  | 4.699
semilogy(Mmeth(: | 1) | Mmeth(: | 2) | 'b' | 'linewidth' | 1.5)
title('methemoglobin extinction' | 'FontSize' | 14)
set(gca | 'FontSize' | 14)
ylabel('molar extinction coefficient (cm^{-1}/(mol/L))' | 'fontsize' | 14)
xlabel('wavelength (nm)' | 'fontsize' | 14)
axis([450 700 0 10^5])
set(gcf | 'PaperUnits' | 'inches' | 'PaperPosition' | [0 0 6 5])
grid on
pause
print -dpng methemoglobin_extinction.png -r100
close

## metHb
450 | 203.4094
455 | 192.4661
460 | 182.6507
465 | 176.125
470 | 169.832
475 | 166.4369
480 | 170.8494
485 | 177.225
490 | 185.4023
495 | 191.362
500 | 194.7294
505 | 191.362
510 | 183.1962
515 | 173.8558
520 | 163.8504
525 | 155.0321
530 | 147.6375
535 | 141.1257
540 | 133.6314
545 | 123.45
550 | 110.6055
555 | 97.5994
560 | 88.2274
565 | 85.777
570 | 84.9477
575 | 84.2937
580 | 84.2937
585 | 81.2241
590 | 76.5823
595 | 71.4568
600 | 68.9722
605 | 68.3732
610 | 68.3732
615 | 69.5764
620 | 74.4934
625 | 79.3013
630 | 82.24
635 | 81.1612
640 | 73.931
645 | 58.2331
650 | 41.908
655 | 28.2862
660 | 19.8521
665 | 14.1674
670 | 10.193
675 | 7.5828
680 | 6.4453
685 | 5.4924
690 | 5.0386
695 | 4.8322
700 | 4.699 | 700 | 5.501 | 1.1707
704 | 4.606 | 704 | 5.392
708 | 4.6523 | 708 | 5.4462
712 | 4.6756 | 712 | 5.4735
716 | 4.699 | 716 | 5.501
720 | 4.7939 | 720 | 5.6121
724 | 4.9399 | 724 | 5.783
728 | 5.0397 | 728 | 5.8998
732 | 5.2981 | 732 | 6.2023
736 | 5.4052 | 736 | 6.3276
740 | 5.5698 | 740 | 6.5203
744 | 5.7971 | 744 | 6.7864
748 | 5.9736 | 748 | 6.9931
752 | 6.2174 | 752 | 7.2785
756 | 6.4712 | 756 | 7.5755
760 | 6.8029 | 760 | 7.9639
764 | 7.1517 | 764 | 8.3723
768 | 7.4436 | 768 | 8.7139
772 | 7.7474 | 772 | 9.0696
776 | 8.1446 | 776 | 9.5346
780 | 8.5622 | 780 | 10.0234
784 | 9.0012 | 784 | 10.5373
788 | 9.4627 | 788 | 11.0776
792 | 9.9478 | 792 | 11.6455
796 | 10.2508 | 796 | 12.0002
800 | 10.6691 | 800 | 12.4899
804 | 11.1045 | 804 | 12.9997
808 | 11.5577 | 808 | 13.5302
812 | 11.8503 | 812 | 13.8727
816 | 12.1503 | 816 | 14.2239
820 | 12.3958 | 820 | 14.5112
824 | 12.9016 | 824 | 15.1034
828 | 13.1623 | 828 | 15.4086
832 | 13.5631 | 832 | 15.8778
836 | 13.8371 | 836 | 16.1986
840 | 14.2585 | 840 | 16.6919
844 | 14.6927 | 844 | 17.2002
848 | 14.9896 | 848 | 17.5477
852 | 15.2161 | 852 | 17.8129
856 | 15.4461 | 856 | 18.0821
860 | 15.6795 | 860 | 18.3554
864 | 15.9165 | 864 | 18.6328
868 | 16.3194 | 868 | 19.1045
872 | 16.566 | 872 | 19.3932
876 | 16.9007 | 876 | 19.785
880 | 17.0705 | 880 | 19.9838
884 | 17.4154 | 884 | 20.3875
888 | 17.5904 | 888 | 20.5924
892 | 17.7672 | 892 | 20.7994
896 | 17.9458 | 896 | 21.0084
900 | 18.1261 | 900 | 21.2195
904 | 18.3083 | 904 | 21.4328
908 | 18.4923 | 908 | 21.6482
912 | 18.6781 | 912 | 21.8658
916 | 18.9604 | 916 | 22.1962
920 | 19.151 | 920 | 22.4193
924 | 19.247 | 924 | 22.5317
928 | 19.4404 | 928 | 22.7581
932 | 19.6358 | 932 | 22.9869
936 | 19.7342 | 936 | 23.1021
940 | 19.8331 | 940 | 23.2179
944 | 20.0325 | 944 | 23.4512
948 | 20.2338 | 948 | 23.6869
952 | 20.3352 | 952 | 23.8056
956 | 20.4371 | 956 | 23.925
960 | 20.5396 | 960 | 24.0449
964 | 20.5601 | 964 | 24.069
968 | 20.5807 | 968 | 24.093
972 | 20.6013 | 972 | 24.1171
976 | 20.6219 | 976 | 24.1413
980 | 20.6314 | 980 | 24.1523
984 | 20.6362 | 984 | 24.158
988 | 20.639 | 988 | 24.1613
992 | 20.6415 | 992 | 24.1642
996 | 20.6422 | 996 | 24.165
1000 | 20.6425 | 1000 | 24.1654

## Hb OMLC
lambda | µa HbO2 | µa Hb | Hb02 | Hb
nm | cm-1 | cm-1 | cm-1/M | cm-1/M
250 | 568.3161 | 603.793 | 106112 | 112736
252 | 565.3169 | 603.793 | 105552 | 112736
254 | 576.6069 | 603.793 | 107660 | 112736
256 | 588.0041 | 609.6202 | 109788 | 113824
258 | 604.9071 | 616.1328 | 112944 | 115040
260 | 623.2882 | 622.8597 | 116376 | 116296
262 | 643.7046 | 629.6509 | 120188 | 117564
264 | 666.3275 | 636.6777 | 124412 | 118876
266 | 689.2718 | 643.8117 | 128696 | 120208
268 | 712.666 | 650.9671 | 133064 | 121544
270 | 728.7549 | 658.1224 | 136068 | 122880
272 | 734.9891 | 659.2793 | 137232 | 123096
274 | 741.2875 | 653.1522 | 138408 | 121952
276 | 736.0174 | 647.0252 | 137424 | 120808
278 | 727.4267 | 641.8407 | 135820 | 119840
280 | 706.6247 | 636.6563 | 131936 | 118872
282 | 684.0446 | 629.9937 | 127720 | 117628
284 | 654.9089 | 614.9546 | 122280 | 114820
286 | 623.9952 | 599.894 | 116508 | 112008
288 | 581.0201 | 573.8219 | 108484 | 107140
290 | 561.0322 | 526.8193 | 104752 | 98364
292 | 529.8828 | 490.7854 | 98936 | 91636
294 | 472.04 | 459.636 | 88136 | 85820
296 | 424.8017 | 412.9333 | 79316 | 77100
298 | 379.6415 | 371.9291 | 70884 | 69444
300 | 353.3338 | 345.1287 | 65972 | 64440
302 | 338.5303 | 328.3114 | 63208 | 61300
304 | 331.8034 | 315.0718 | 61952 | 58828
306 | 333.9457 | 304.7887 | 62352 | 56908
308 | 336.645 | 308.602 | 62856 | 57620
310 | 339.3015 | 316.8285 | 63352 | 59156
312 | 353.3338 | 333.3887 | 65972 | 62248
314 | 369.6369 | 349.9703 | 69016 | 65344
316 | 387.7824 | 365.8664 | 72404 | 68312
318 | 404.5568 | 381.3768 | 75536 | 71208
320 | 421.7811 | 399.051 | 78752 | 74508
322 | 440.5478 | 419.2745 | 82256 | 78284
324 | 460.45 | 439.4981 | 85972 | 82060
326 | 480.9307 | 458.4148 | 89796 | 85592
328 | 502.204 | 474.0752 | 93768 | 88516
330 | 522.2561 | 486.6078 | 97512 | 90856
332 | 540.7444 | 499.119 | 100964 | 93192
334 | 554.3482 | 511.6516 | 103504 | 95532
336 | 562.1891 | 534.4674 | 104968 | 99792
338 | 570.1371 | 559.554 | 106452 | 104476
340 | 577.8066 | 580.9559 | 107884 | 108472
342 | 584.1051 | 594.4739 | 109060 | 110996
344 | 589.6323 | 608.0134 | 110092 | 113524
346 | 583.9551 | 621.5529 | 109032 | 116052
348 | 578.3422 | 636.0136 | 107984 | 118752
350 | 570.8012 | 653.902 | 106576 | 122092
352 | 562.5747 | 671.8119 | 105040 | 125436
354 | 555.3765 | 689.7003 | 103696 | 128776
356 | 543.9793 | 707.6101 | 101568 | 132120
358 | 523.9486 | 715.7081 | 97828 | 133632
360 | 507.4312 | 722.7135 | 94744 | 134940
362 | 494.0631 | 728.6264 | 92248 | 136044
364 | 481.1449 | 733.5965 | 89836 | 136972
366 | 473.9038 | 738.5667 | 88484 | 137900
368 | 468.698 | 743.6869 | 87512 | 138856
370 | 472.2543 | 749.6426 | 88176 | 139968
372 | 490.5497 | 755.6197 | 91592 | 141084
374 | 509.5521 | 761.5753 | 95140 | 142196
376 | 529.8828 | 767.5524 | 98936 | 143312
378 | 553.9625 | 773.5081 | 103432 | 144424
380 | 586.8044 | 777.8356 | 109564 | 145232
382 | 626.4588 | 777.8356 | 116968 | 145232
384 | 671.7262 | 796.2381 | 125420 | 148668
386 | 723.7419 | 824.3026 | 135132 | 153908
388 | 793.196 | 854.488 | 148100 | 159544
390 | 898.4271 | 898.5985 | 167748 | 167780
392 | 1016.2121 | 964.0679 | 189740 | 180004
394 | 1135.7539 | 1025.8526 | 212060 | 191540
396 | 1240.4708 | 1082.5385 | 231612 | 202124
398 | 1330.4056 | 1139.2459 | 248404 | 212712
400 | 1425.8891 | 1195.9318 | 266232 | 223296
402 | 1522.2509 | 1264.979 | 284224 | 236188
404 | 1653.4255 | 1356.9919 | 308716 | 253368
406 | 1897.0721 | 1449.0048 | 354208 | 270548
408 | 2261.8673 | 1539.0253 | 422320 | 287356
410 | 2500.3082 | 1627.9318 | 466840 | 303956
412 | 2678.9781 | 1721.0587 | 500200 | 321344
414 | 2807.9461 | 1834.8804 | 524280 | 342596
416 | 2795.0922 | 1948.7022 | 521880 | 363848
418 | 2761.0292 | 2065.6303 | 515520 | 385680
420 | 2572.7188 | 2182.8155 | 480360 | 407560
422 | 2313.0689 | 2302.3573 | 431880 | 429880
424 | 2015.05 | 2470.1014 | 376236 | 461200
426 | 1746.1667 | 2580.6454 | 326032 | 481840
428 | 1516.2952 | 2682.4059 | 283112 | 500840
430 | 1317.9159 | 2831.0833 | 246072 | 528600
432 | 1146.7869 | 2957.2662 | 214120 | 552160
434 | 885.4874 | 2957.2662 | 165332 | 552160
436 | 711.3592 | 2929.8445 | 132820 | 547040
438 | 638.0917 | 2686.262 | 119140 | 501560
440 | 549.3994 | 2213.4508 | 102580 | 413280
442 | 496.9124 | 1945.4459 | 92780 | 363240
444 | 436.1989 | 1514.2171 | 81444 | 282724
446 | 408.7771 | 1270.5276 | 76324 | 237224
448 | 359.0752 | 928.2697 | 67044 | 173320
450 | 336.4308 | 553.2127 | 62816 | 103292
452 | 315.2646 | 335.4882 | 58864 | 62640
454 | 286.8145 | 193.7198 | 53552 | 36170
456 | 265.0914 | 164.4171 | 49496 | 30698.8
458 | 254.3797 | 138.6427 | 47496 | 25886.4
460 | 238.2266 | 125.2661 | 44480 | 23388.8
462 | 221.3022 | 111.8894 | 41320 | 20891.2
464 | 213.2 | 103.1573 | 39807.2 | 19260.8
466 | 198.5572 | 97.1673 | 37073.2 | 18142.4
468 | 186.7615 | 91.1859 | 34870.8 | 17025.6
470 | 177.8623 | 86.5307 | 33209.2 | 16156.4
472 | 169.3508 | 81.9975 | 31620 | 15310
474 | 161.2828 | 80.5964 | 30113.6 | 15048.4
476 | 154.5195 | 79.2275 | 28850.8 | 14792.8
478 | 148.4525 | 78.5012 | 27718 | 14657.2
480 | 142.621 | 77.9271 | 26629.2 | 14550
482 | 137.653 | 79.7009 | 25701.6 | 14881.2
484 | 134.8615 | 81.4748 | 25180.4 | 15212.4
486 | 132.1258 | 83.2486 | 24669.6 | 15543.6
488 | 129.4757 | 85.1467 | 24174.8 | 15898
490 | 126.8492 | 89.3564 | 23684.4 | 16684
492 | 123.6486 | 93.5639 | 23086.8 | 17469.6
494 | 120.2787 | 97.7736 | 22457.6 | 18255.6
496 | 117.0267 | 101.9811 | 21850.4 | 19041.2
498 | 113.8646 | 106.5336 | 21260 | 19891.2
500 | 112.1122 | 111.733 | 20932.8 | 20862
502 | 110.3105 | 116.9324 | 20596.4 | 21832.8
504 | 109.355 | 122.1318 | 20418 | 22803.6
506 | 106.8271 | 127.3313 | 19946 | 23774.4
508 | 107.0949 | 132.5307 | 19996 | 24745.2
510 | 107.3048 | 138.0386 | 20035.2 | 25773.6
512 | 107.9218 | 144.2685 | 20150.4 | 26936.8
514 | 109.415 | 150.4984 | 20429.2 | 28100
516 | 112.4807 | 156.7283 | 21001.6 | 29263.2
518 | 120.5572 | 162.9581 | 22509.6 | 30426.4
520 | 129.6236 | 169.188 | 24202.4 | 31589.6
522 | 141.6634 | 175.9449 | 26450.4 | 32851.2
524 | 156.7604 | 184.2271 | 29269.2 | 34397.6
526 | 174.0447 | 192.5094 | 32496.4 | 35944
528 | 192.7557 | 200.7895 | 35990 | 37490
530 | 214.0012 | 209.0717 | 39956.8 | 39036.4
532 | 234.9917 | 217.3604 | 43876 | 40584
534 | 251.3162 | 225.4155 | 46924 | 42088
536 | 266.4625 | 233.4706 | 49752 | 43592
538 | 276.9599 | 241.5044 | 51712 | 45092
540 | 285.1221 | 249.5381 | 53236 | 46592
542 | 285.422 | 257.8717 | 53292 | 48148
544 | 279.0165 | 266.2268 | 52096 | 49708
546 | 267.0837 | 274.5819 | 49868 | 51268
548 | 249.9023 | 281.1588 | 46660 | 52496
550 | 230.3857 | 286.0647 | 43016 | 53412
552 | 212.493 | 289.6424 | 39675.2 | 54080
554 | 197.1754 | 291.999 | 36815.2 | 54520
556 | 184.6513 | 292.1061 | 34476.8 | 54540
558 | 179.1841 | 290.0923 | 33456 | 54164
560 | 174.6702 | 288.0785 | 32613.2 | 53788
562 | 174.7067 | 279.9805 | 32620 | 52276
564 | 181.6456 | 270.8542 | 33915.6 | 50572
566 | 195.4615 | 261.5137 | 36495.2 | 48828
568 | 215.1538 | 251.4448 | 40172 | 46948
570 | 238.3123 | 241.3972 | 44496 | 45072
572 | 263.3561 | 232.121 | 49172 | 43340
574 | 285.5077 | 223.4231 | 53308 | 41716
576 | 297.4619 | 214.7253 | 55540 | 40092
578 | 293.113 | 206.0253 | 54728 | 38467.6
580 | 268.3477 | 198.2722 | 50104 | 37020
582 | 231.9282 | 191.0762 | 43304 | 35676.4
584 | 185.5233 | 183.8801 | 34639.6 | 34332.8
586 | 142.4668 | 175.9471 | 26600.4 | 32851.6
588 | 105.848 | 166.433 | 19763.2 | 31075.2
590 | 77.128 | 151.7002 | 14400.8 | 28324.4
592 | 56.0668 | 136.4126 | 10468.4 | 25470
594 | 41.1262 | 120.9064 | 7678.8 | 22574.8
596 | 30.4403 | 106.0451 | 5683.6 | 19800
598 | 24.1247 | 91.3616 | 4504.4 | 17058.4
600 | 17.1386 | 78.6084 | 3200 | 14677.2
602 | 14.2679 | 72.959 | 2664 | 13622.4
604 | 11.3972 | 67.3097 | 2128 | 12567.6
606 | 9.5826 | 61.6626 | 1789.2 | 11513.2
608 | 8.8242 | 56.1161 | 1647.6 | 10477.6
610 | 8.0659 | 50.5782 | 1506 | 9443.6
612 | 7.3075 | 46.0129 | 1364.4 | 8591.2
614 | 6.5491 | 41.5718 | 1222.8 | 7762
616 | 5.945 | 39.3374 | 1110 | 7344.8
618 | 5.4951 | 37.1008 | 1026 | 6927.2
620 | 5.0452 | 34.8642 | 942 | 6509.6
622 | 4.5953 | 33.1696 | 858 | 6193.2
624 | 4.1454 | 31.6357 | 774 | 5906.8
626 | 3.7898 | 30.0997 | 707.6 | 5620
628 | 3.5284 | 28.7436 | 658.8 | 5366.8
630 | 3.267 | 27.576 | 610 | 5148.8
632 | 3.0057 | 26.4084 | 561.2 | 4930.8
634 | 2.7443 | 25.3373 | 512.4 | 4730.8
636 | 2.5644 | 24.6496 | 478.8 | 4602.4
638 | 2.4658 | 23.9598 | 460.4 | 4473.6
640 | 2.3673 | 23.2721 | 442 | 4345.2
642 | 2.2687 | 22.5844 | 423.6 | 4216.8
644 | 2.1702 | 21.8967 | 405.2 | 4088.4
646 | 2.0909 | 21.2362 | 390.4 | 3965.08
648 | 2.0309 | 20.6606 | 379.2 | 3857.6
650 | 1.9709 | 20.0849 | 368 | 3750.12
652 | 1.911 | 19.5093 | 356.8 | 3642.64
654 | 1.851 | 18.9337 | 345.6 | 3535.16
656 | 1.7953 | 18.358 | 335.2 | 3427.68
658 | 1.7439 | 17.7824 | 325.6 | 3320.2
660 | 1.7117 | 17.2809 | 319.6 | 3226.56
662 | 1.6817 | 16.8188 | 314 | 3140.28
664 | 1.6517 | 16.3564 | 308.4 | 3053.96
666 | 1.6217 | 15.8943 | 302.8 | 2967.68
668 | 1.596 | 15.4322 | 298 | 2881.4
670 | 1.5746 | 14.9701 | 294 | 2795.12
672 | 1.5532 | 14.508 | 290 | 2708.84
674 | 1.5296 | 14.0732 | 285.6 | 2627.64
676 | 1.5103 | 13.6809 | 282 | 2554.4
678 | 1.4953 | 13.2886 | 279.2 | 2481.16
680 | 1.4868 | 12.8964 | 277.6 | 2407.92
682 | 1.4782 | 12.5041 | 276 | 2334.68
684 | 1.4696 | 12.1121 | 274.4 | 2261.48
686 | 1.4611 | 11.7198 | 272.8 | 2188.24
688 | 1.4696 | 11.3275 | 274.4 | 2115
690 | 1.4782 | 10.9899 | 276 | 2051.96
692 | 1.4868 | 10.7142 | 277.6 | 2000.48
694 | 1.4953 | 10.4387 | 279.2 | 1949.04
696 | 1.5103 | 10.163 | 282 | 1897.56
698 | 1.5318 | 9.8873 | 286 | 1846.08
700 | 1.5532 | 9.6098 | 290 | 1794.28
702 | 1.5746 | 9.3245 | 294 | 1741
704 | 1.596 | 9.0393 | 298 | 1687.76
706 | 1.6217 | 8.754 | 302.8 | 1634.48
708 | 1.6517 | 8.481 | 308.4 | 1583.52
710 | 1.6817 | 8.2505 | 314 | 1540.48
712 | 1.7117 | 8.0198 | 319.6 | 1497.4
714 | 1.7417 | 7.7893 | 325.2 | 1454.36
716 | 1.7781 | 7.5588 | 332 | 1411.32
718 | 1.821 | 7.3283 | 340 | 1368.28
720 | 1.8638 | 7.1012 | 348 | 1325.88
722 | 1.9067 | 6.8831 | 356 | 1285.16
724 | 1.9495 | 6.665 | 364 | 1244.44
726 | 1.9945 | 6.4467 | 372.4 | 1203.68
728 | 2.0416 | 6.1742 | 381.2 | 1152.8
730 | 2.0888 | 5.9032 | 390 | 1102.2
732 | 2.1359 | 5.9032 | 398.8 | 1102.2
734 | 2.183 | 5.9032 | 407.6 | 1102.2
736 | 2.243 | 5.9008 | 418.8 | 1101.76
738 | 2.3159 | 5.894 | 432.4 | 1100.48
740 | 2.3887 | 5.9764 | 446 | 1115.88
742 | 2.4615 | 6.2215 | 459.6 | 1161.64
744 | 2.5344 | 6.4666 | 473.2 | 1207.4
746 | 2.6115 | 6.7807 | 487.6 | 1266.04
748 | 2.6929 | 7.1406 | 502.8 | 1333.24
750 | 2.7743 | 7.5262 | 518 | 1405.24
752 | 2.8557 | 8.1158 | 533.2 | 1515.32
754 | 2.9371 | 8.2574 | 548.4 | 1541.76
756 | 3.01 | 8.3576 | 562 | 1560.48
758 | 3.0742 | 8.3576 | 574 | 1560.48
760 | 3.1385 | 8.2936 | 586 | 1548.52
762 | 3.2028 | 8.0789 | 598 | 1508.44
764 | 3.267 | 7.8171 | 610 | 1459.56
766 | 3.3356 | 7.5545 | 622.8 | 1410.52
768 | 3.4084 | 7.291 | 636.4 | 1361.32
770 | 3.4813 | 7.0262 | 650 | 1311.88
772 | 3.5541 | 6.7614 | 663.6 | 1262.44
774 | 3.627 | 6.4966 | 677.2 | 1213
776 | 3.6912 | 6.2318 | 689.2 | 1163.56
778 | 3.7469 | 5.9707 | 699.6 | 1114.8
780 | 3.8026 | 5.7599 | 710 | 1075.44
782 | 3.8583 | 5.5491 | 720.4 | 1036.08
784 | 3.914 | 5.3382 | 730.8 | 996.72
786 | 3.9633 | 5.1274 | 740 | 957.36
788 | 4.0061 | 4.937 | 748 | 921.8
790 | 4.049 | 4.771 | 756 | 890.8
792 | 4.0918 | 4.6049 | 764 | 859.8
794 | 4.1347 | 4.4389 | 772 | 828.8
796 | 4.2118 | 4.3005 | 786.4 | 802.96
798 | 4.3232 | 4.1902 | 807.2 | 782.36
800 | 4.3703 | 4.0796 | 816 | 761.72
802 | 4.4346 | 3.9839 | 828 | 743.84
804 | 4.4775 | 3.9477 | 836 | 737.08
806 | 4.5203 | 3.9112 | 844 | 730.28
808 | 4.5846 | 3.875 | 856 | 723.52
810 | 4.6274 | 3.8405 | 864 | 717.08
812 | 4.6703 | 3.8125 | 872 | 711.84
814 | 4.7131 | 3.7844 | 880 | 706.6
816 | 4.7517 | 3.7561 | 887.2 | 701.32
818 | 4.8288 | 3.7281 | 901.6 | 696.08
820 | 4.9059 | 3.7156 | 916 | 693.76
822 | 4.983 | 3.7148 | 930.4 | 693.6
824 | 5.0602 | 3.7141 | 944.8 | 693.48
826 | 5.1223 | 3.7133 | 956.4 | 693.32
828 | 5.1694 | 3.7127 | 965.2 | 693.2
830 | 5.2166 | 3.7118 | 974 | 693.04
832 | 5.2637 | 3.7112 | 982.8 | 692.92
834 | 5.3108 | 3.7103 | 991.6 | 692.76
836 | 5.3622 | 3.7097 | 1001.2 | 692.64
838 | 5.4179 | 3.7088 | 1011.6 | 692.48
840 | 5.4736 | 3.7082 | 1022 | 692.36
842 | 5.5293 | 3.7073 | 1032.4 | 692.2
844 | 5.585 | 3.706 | 1042.8 | 691.96
846 | 5.6236 | 3.7049 | 1050 | 691.76
848 | 5.645 | 3.7037 | 1054 | 691.52
850 | 5.6665 | 3.7026 | 1058 | 691.32
852 | 5.6879 | 3.7013 | 1062 | 691.08
854 | 5.7093 | 3.7002 | 1066 | 690.88
856 | 5.7457 | 3.6989 | 1072.8 | 690.64
858 | 5.7971 | 3.7086 | 1082.4 | 692.44
860 | 5.8485 | 3.7186 | 1092 | 694.32
862 | 5.9 | 3.7287 | 1101.6 | 696.2
864 | 5.9514 | 3.7386 | 1111.2 | 698.04
866 | 5.9899 | 3.7486 | 1118.4 | 699.92
868 | 6.0157 | 3.7587 | 1123.2 | 701.8
870 | 6.0414 | 3.7803 | 1128 | 705.84
872 | 6.0671 | 3.8024 | 1132.8 | 709.96
874 | 6.0928 | 3.8245 | 1137.6 | 714.08
876 | 6.1206 | 3.8465 | 1142.8 | 718.2
878 | 6.1506 | 3.8686 | 1148.4 | 722.32
880 | 6.1806 | 3.8907 | 1154 | 726.44
882 | 6.2106 | 3.9089 | 1159.6 | 729.84
884 | 6.2406 | 3.9269 | 1165.2 | 733.2
886 | 6.2663 | 3.9451 | 1170 | 736.6
888 | 6.2877 | 3.9631 | 1174 | 739.96
890 | 6.3091 | 3.9826 | 1178 | 743.6
892 | 6.3306 | 4.0021 | 1182 | 747.24
894 | 6.352 | 4.0216 | 1186 | 750.88
896 | 6.3734 | 4.0411 | 1190 | 754.52
898 | 6.3948 | 4.0606 | 1194 | 758.16
900 | 6.4163 | 4.0803 | 1198 | 761.84
902 | 6.4377 | 4.0974 | 1202 | 765.04
904 | 6.4591 | 4.1103 | 1206 | 767.44
906 | 6.4763 | 4.1229 | 1209.2 | 769.8
908 | 6.4891 | 4.1355 | 1211.6 | 772.16
910 | 6.502 | 4.1484 | 1214 | 774.56
912 | 6.5148 | 4.161 | 1216.4 | 776.92
914 | 6.5277 | 4.169 | 1218.8 | 778.4
916 | 6.5384 | 4.167 | 1220.8 | 778.04
918 | 6.5469 | 4.1653 | 1222.4 | 777.72
920 | 6.5555 | 4.1634 | 1224 | 777.36
922 | 6.5641 | 4.1617 | 1225.6 | 777.04
924 | 6.5727 | 4.1595 | 1227.2 | 776.64
926 | 6.5705 | 4.1366 | 1226.8 | 772.36
928 | 6.5577 | 4.1137 | 1224.4 | 768.08
930 | 6.5448 | 4.091 | 1222 | 763.84
932 | 6.532 | 4.0291 | 1219.6 | 752.28
934 | 6.5191 | 3.9502 | 1217.2 | 737.56
936 | 6.5105 | 3.8716 | 1215.6 | 722.88
938 | 6.5062 | 3.7928 | 1214.8 | 708.16
940 | 6.502 | 3.7139 | 1214 | 693.44
942 | 6.4977 | 3.6351 | 1213.2 | 678.72
944 | 6.4934 | 3.5376 | 1212.4 | 660.52
946 | 6.4827 | 3.4335 | 1210.4 | 641.08
948 | 6.4655 | 3.3294 | 1207.2 | 621.64
950 | 6.4484 | 3.2255 | 1204 | 602.24
952 | 6.4313 | 3.1246 | 1200.8 | 583.4
954 | 6.4141 | 3.047 | 1197.6 | 568.92
956 | 6.3948 | 2.9697 | 1194 | 554.48
958 | 6.3734 | 2.8924 | 1190 | 540.04
960 | 6.352 | 2.8148 | 1186 | 525.56
962 | 6.3306 | 2.7375 | 1182 | 511.12
964 | 6.3091 | 2.6531 | 1178 | 495.36
966 | 6.2834 | 2.535 | 1173.2 | 473.32
968 | 6.2534 | 2.4172 | 1167.6 | 451.32
970 | 6.2235 | 2.2994 | 1162 | 429.32
972 | 6.1935 | 2.2242 | 1156.4 | 415.28
974 | 6.1635 | 2.1545 | 1150.8 | 402.28
976 | 6.1271 | 2.085 | 1144 | 389
978 | 6.0842 | 2.0081 | 1136 | 375
980 | 6.0414 | 1.9263 | 1128 | 360
982 | 5.9985 | 1.8444 | 1120 | 344
984 | 5.9557 | 1.7625 | 1112 | 329
986 | 5.9042 | 1.6806 | 1102.4 | 314
988 | 5.8443 | 1.5988 | 1091.2 | 299
990 | 5.7843 | 1.5169 | 1080 | 283.22
992 | 5.7243 | 1.435 | 1068.8 | 268
994 | 5.6643 | 1.3531 | 1057.6 | 253
996 | 5.6043 | 1.2713 | 1046.4 | 237.36
998 | 5.5443 | 1.1894 | 1035.2 | 222
1000 | 5.4844 | 1.1075 | 1024 | 207

## Hb NPSQ
% ***********************************************************************
% deoxy_hemoglobin_extinction.m
% ***********************************************************************
%
% Data description:
% The extinction coefficient of deoxy-hemoglobin in | cm^-1/(mol/L)]
% (250-1000nm) | with a resolution of 5nm.
%
% Prepared by: Tenn Francis Chen on March 2011
%
% ***********************************************************************
%
% Original data source:
% Compiled by Scott Prahl using data from
% * W. B. Gratzer | Med. Res. Council Labs | Holly Hill | London
% * N. Kollias | Wellman Laboratories | Harvard Medical School | Boston
%
% Published by Oregon Medical Laser Center
% http://omlc.ogi.edu/spectra/hemoglobin/index.html
%
% ***********************************************************************
clear all
data0= | 112736 | 112736 | 112736 | 113824 | 115040 | 116296 | 117564 | 118876 | 120208 | 121544 | 122880 | 123096 | 121952 | 120808 | 119840 | 118872 | 117628 | 114820 | 112008 | 107140 | 98364 | 91636 | 85820 | 77100 | 69444 | 64440 | 61300 | 58828 | 56908 | 57620 | 59156 | 62248 | 65344 | 68312 | 71208 | 74508 | 78284 | 82060 | 85592 | 88516 | 90856 | 93192 | 95532 | 99792 | 104476 | 108472 | 110996 | 113524 | 116052 | 118752 | 122092 | 125436 | 128776 | 132120 | 133632 | 134940 | 136044 | 136972 | 137900 | 138856 | 139968 | 141084 | 142196 | 143312 | 144424 | 145232 | 145232 | 148668 | 153908 | 159544 | 167780 | 180004 | 191540 | 202124 | 212712 | 223296 | 236188 | 253368 | 270548 | 287356 | 303956 | 321344 | 342596 | 363848 | 385680 | 407560 | 429880 | 461200 | 481840 | 500840 | 528600 | 552160 | 552160 | 547040 | 501560 | 413280 | 363240 | 282724 | 237224 | 173320 | 103292 | 62640 | 36170 | 30698.8 | 25886.4 | 23388.8 | 20891.2 | 19260.8 | 18142.4 | 17025.6 | 16156.4 | 15310 | 15048.4 | 14792.8 | 14657.2 | 14550 | 14881.2 | 15212.4 | 15543.6 | 15898 | 16684 | 17469.6 | 18255.6 | 19041.2 | 19891.2 | 20862 | 21832.8 | 22803.6 | 23774.4 | 24745.2 | 25773.6 | 26936.8 | 28100 | 29263.2 | 30426.4 | 31589.6 | 32851.2 | 34397.6 | 35944 | 37490 | 39036.4 | 40584 | 42088 | 43592 | 45092 | 46592 | 48148 | 49708 | 51268 | 52496 | 53412 | 54080 | 54520 | 54540 | 54164 | 53788 | 52276 | 50572 | 48828 | 46948 | 45072 | 43340 | 41716 | 40092 | 38467.6 | 37020 | 35676.4 | 34332.8 | 32851.6 | 31075.2 | 28324.4 | 25470 | 22574.8 | 19800 | 17058.4 | 14677.2 | 13622.4 | 12567.6 | 11513.2 | 10477.6 | 9443.6 | 8591.2 | 7762 | 7344.8 | 6927.2 | 6509.6 | 6193.2 | 5906.8 | 5620 | 5366.8 | 5148.8 | 4930.8 | 4730.8 | 4602.4 | 4473.6 | 4345.2 | 4216.8 | 4088.4 | 3965.08 | 3857.6 | 3750.12 | 3642.64 | 3535.16 | 3427.68 | 3320.2 | 3226.56 | 3140.28 | 3053.96 | 2967.68 | 2881.4 | 2795.12 | 2708.84 | 2627.64 | 2554.4 | 2481.16 | 2407.92 | 2334.68 | 2261.48 | 2188.24 | 2115 | 2051.96 | 2000.48 | 1949.04 | 1897.56 | 1846.08 | 1794.28 | 1741 | 1687.76 | 1634.48 | 1583.52 | 1540.48 | 1497.4 | 1454.36 | 1411.32 | 1368.28 | 1325.88 | 1285.16 | 1244.44 | 1203.68 | 1152.8 | 1102.2 | 1102.2 | 1102.2 | 1101.76 | 1100.48 | 1115.88 | 1161.64 | 1207.4 | 1266.04 | 1333.24 | 1405.24 | 1515.32 | 1541.76 | 1560.48 | 1560.48 | 1548.52 | 1508.44 | 1459.56 | 1410.52 | 1361.32 | 1311.88 | 1262.44 | 1213 | 1163.56 | 1114.8 | 1075.44 | 1036.08 | 996.72 | 957.36 | 921.8 | 890.8 | 859.8 | 828.8 | 802.96 | 782.36 | 761.72 | 743.84 | 737.08 | 730.28 | 723.52 | 717.08 | 711.84 | 706.6 | 701.32 | 696.08 | 693.76 | 693.6 | 693.48 | 693.32 | 693.2 | 693.04 | 692.92 | 692.76 | 692.64 | 692.48 | 692.36 | 692.2 | 691.96 | 691.76 | 691.52 | 691.32 | 691.08 | 690.88 | 690.64 | 692.44 | 694.32 | 696.2 | 698.04 | 699.92 | 701.8 | 705.84 | 709.96 | 714.08 | 718.2 | 722.32 | 726.44 | 729.84 | 733.2 | 736.6 | 739.96 | 743.6 | 747.24 | 750.88 | 754.52 | 758.16 | 761.84 | 765.04 | 767.44 | 769.8 | 772.16 | 774.56 | 776.92 | 778.4 | 778.04 | 777.72 | 777.36 | 777.04 | 776.64 | 772.36 | 768.08 | 763.84 | 752.28 | 737.56 | 722.88 | 708.16 | 693.44 | 678.72 | 660.52 | 641.08 | 621.64 | 602.24 | 583.4 | 568.92 | 554.48 | 540.04 | 525.56 | 511.12 | 495.36 | 473.32 | 451.32 | 429.32 | 415.28 | 402.28 | 389.288 | 374.944 | 359.656 | 344.372 | 329.084 | 313.796 | 298.508 | 283.22 | 267.932 | 252.648 | 237.36 | 222.072 | 206.784];
wave0 = | 250 | 252 | 254 | 256 | 258 | 260 | 262 | 264 | 266 | 268 | 270 | 272 | 274 | 276 | 278 | 280 | 282 | 284 | 286 | 288 | 290 | 292 | 294 | 296 | 298 | 300 | 302 | 304 | 306 | 308 | 310 | 312 | 314 | 316 | 318 | 320 | 322 | 324 | 326 | 328 | 330 | 332 | 334 | 336 | 338 | 340 | 342 | 344 | 346 | 348 | 350 | 352 | 354 | 356 | 358 | 360 | 362 | 364 | 366 | 368 | 370 | 372 | 374 | 376 | 378 | 380 | 382 | 384 | 386 | 388 | 390 | 392 | 394 | 396 | 398 | 400 | 402 | 404 | 406 | 408 | 410 | 412 | 414 | 416 | 418 | 420 | 422 | 424 | 426 | 428 | 430 | 432 | 434 | 436 | 438 | 440 | 442 | 444 | 446 | 448 | 450 | 452 | 454 | 456 | 458 | 460 | 462 | 464 | 466 | 468 | 470 | 472 | 474 | 476 | 478 | 480 | 482 | 484 | 486 | 488 | 490 | 492 | 494 | 496 | 498 | 500 | 502 | 504 | 506 | 508 | 510 | 512 | 514 | 516 | 518 | 520 | 522 | 524 | 526 | 528 | 530 | 532 | 534 | 536 | 538 | 540 | 542 | 544 | 546 | 548 | 550 | 552 | 554 | 556 | 558 | 560 | 562 | 564 | 566 | 568 | 570 | 572 | 574 | 576 | 578 | 580 | 582 | 584 | 586 | 588 | 590 | 592 | 594 | 596 | 598 | 600 | 602 | 604 | 606 | 608 | 610 | 612 | 614 | 616 | 618 | 620 | 622 | 624 | 626 | 628 | 630 | 632 | 634 | 636 | 638 | 640 | 642 | 644 | 646 | 648 | 650 | 652 | 654 | 656 | 658 | 660 | 662 | 664 | 666 | 668 | 670 | 672 | 674 | 676 | 678 | 680 | 682 | 684 | 686 | 688 | 690 | 692 | 694 | 696 | 698 | 700 | 702 | 704 | 706 | 708 | 710 | 712 | 714 | 716 | 718 | 720 | 722 | 724 | 726 | 728 | 730 | 732 | 734 | 736 | 738 | 740 | 742 | 744 | 746 | 748 | 750 | 752 | 754 | 756 | 758 | 760 | 762 | 764 | 766 | 768 | 770 | 772 | 774 | 776 | 778 | 780 | 782 | 784 | 786 | 788 | 790 | 792 | 794 | 796 | 798 | 800 | 802 | 804 | 806 | 808 | 810 | 812 | 814 | 816 | 818 | 820 | 822 | 824 | 826 | 828 | 830 | 832 | 834 | 836 | 838 | 840 | 842 | 844 | 846 | 848 | 850 | 852 | 854 | 856 | 858 | 860 | 862 | 864 | 866 | 868 | 870 | 872 | 874 | 876 | 878 | 880 | 882 | 884 | 886 | 888 | 890 | 892 | 894 | 896 | 898 | 900 | 902 | 904 | 906 | 908 | 910 | 912 | 914 | 916 | 918 | 920 | 922 | 924 | 926 | 928 | 930 | 932 | 934 | 936 | 938 | 940 | 942 | 944 | 946 | 948 | 950 | 952 | 954 | 956 | 958 | 960 | 962 | 964 | 966 | 968 | 970 | 972 | 974 | 976 | 978 | 980 | 982 | 984 | 986 | 988 | 990 | 992 | 994 | 996 | 998 | 1000];
wave = ceil(wave0(1)):5:floor(wave0(end));
data = interp1(wave0 | data0 | wave);
fid=fopen('deoxy_hemoglobin_extinction.txt' | 'wb');
for i=1:length(wave)
fprintf(fid | '%d %3.4g \n' | wave(i) | data(i));
end
fclose(fid);
plot(wave | data | 'b-' | 'linewidth' | 1.5);
set(gca | 'FontSize' | 14);
grid on
title('deoxy-hemoglobin' | 'fontsize' | 14)
ylabel('molar extinction coefficient (cm^{-1}/(mol/L))' | 'fontsize' | 14);
xlabel('wavelength (nm)' | 'fontsize' | 14);
xlim( | min(wave) | max(wave)]);
set(gcf | 'PaperUnits' | 'inches' | 'PaperPosition' |  | 0 0 6 5]);
pause
print('-dpng' | '-r100' | 'deoxy_hemoglobin_extinction.png');
close

## Wasser von OMLC.org
Wasser | K. F. Palmer and D. Williams, "Optical properties of water in the near |  | A. C. Tam and C. K. N. Patel, "Optical absorption of light and heavy |  | R. M. Pope, "Optical absorption of pure water and sea water using the |  | K. F. Palmer and D. Williams, "Optical properties of water in the near |  | #T. I. Quickenden and J. A. Irvin, "The ultraviolet absorption spectrum of liquid water," J. Chem Phys., 72, 4416--4428, (1980). |  |  | R. C. Smith and K. S. Baker, "Optical properties of the clearest natural |  | S. G. Warren, "Optical constants of ice from the ultraviolet to the
| infrared," J. Opt. Soc. Am., 64, 1107--1110, (1974). |  | water by laser optoacoustic spectroscopy," Appl. Opt., 18, 3348--3358, |  | integrating cavity absorption meter," Texas A&M University, (1993). |  | infrared," J. Opt. Soc. Am., 64, 1107--1110, (1974). |  | #Table II Decadic absorptivities for the highest purity water |  |  | waters (200?800nm)," Appl. Opt., 20, 177--184, (1981). |  | microwave," Appl. Opt., 23, 1026--1225, (1984).
|  |  | (1979). | [5 empty] | #lambda | log10(Transmission)
| lambda | absorption |  |  | lambda | absorption | lambda | absorption | #nm | 1/m | 1/cm | lambda | absorption | This data is based on the revised 1995 data of Warren.
| (nm) | (1/cm) | lambda | absorption | (nm) | (1/cm) | (nm) | (1/cm) | 196 | 1.26 | 0.0126 | (nm) | (1/cm) | It was revised from the original data in the 1984
| 2632 | 193 | (nm) | (1/cm) | 382.5 | 0.000102 | 2632 | 193 | 197 | 0.852 | 0.00852 | 200 | 0.0307 | paper to account for misinterpretations of data by others.
| 2564 | 111 | 446.3 | 0.000238 | 385 | 9.5e-05 | 2564 | 111 | 198 | 0.567 | 0.00567 | 210 | 0.0199 | It also includes new data from Kou.
| 2500 | 95.7 | 448.3 | 0.000233 | 387.5 | 9.1e-05 | 2500 | 95.7 | 199 | 0.411 | 0.00411 | 220 | 0.0131
| 2439 | 63.5 | 450.4 | 0.00023 | 390 | 8.7e-05 | 2439 | 63.5 | 200 | 0.324 | 0.00324 | 230 | 0.00927 | lambda | absorption
| 2381 | 41.8 | 452.4 | 0.000227 | 392.5 | 8.4e-05 | 2381 | 41.8 | 201 | 0.264 | 0.00264 | 240 | 0.0072 | (nm) | (1/cm)
| 2326 | 29.3 | 454.4 | 0.000221 | 395 | 8.1e-05 | 2326 | 29.3 | 202 | 0.23 | 0.0023 | 250 | 0.00559 | 44.3 | 465200
| 2273 | 23 | 456.5 | 0.000214 | 397.5 | 8e-05 | 2273 | 23 | 203 | 0.192 | 0.00192 | 260 | 0.00457 | 45.15 | 483300
| 2198 | 19.3 | 458.6 | 0.000213 | 400 | 7e-05 | 2198 | 19.3 | 204 | 0.168 | 0.00168 | 270 | 0.00373 | 46.03 | 504100
| 2128 | 23.6 | 460.7 | 0.000211 | 402.5 | 6.5e-05 | 2128 | 23.6 | 205 | 0.156 | 0.00156 | 280 | 0.00288 | 46.91 | 526600
| 2083 | 31 | 462.9 | 0.000206 | 405 | 6e-05 | 2083 | 31 | 206 | 0.15 | 0.0015 | 290 | 0.00215 | 47.82 | 551700
| 2041 | 45 | 465 | 0.000206 | 407.5 | 5.9e-05 | 2041 | 45 | 207 | 0.14 | 0.0014 | 300 | 0.00141 | 48.74 | 580900
| 2000 | 69.2 | 467.2 | 0.0002 | 410 | 5.6e-05 | 2000 | 69.2 | 208 | 0.134 | 0.00134 | 310 | 0.00105 | 49.68 | 609100
| 1961 | 109 | 469.4 | 0.000205 | 412.5 | 5.4e-05 | 1961 | 109 | 209 | 0.125 | 0.00125 | 320 | 0.000844 | 50.64 | 621200
| 1927 | 124 | 471.6 | 0.000184 | 415 | 5.2e-05 | 1927 | 124 | 210 | 0.126 | 0.00126 | 330 | 0.000678 | 51.61 | 628900
| 1887 | 57.5 | 473.8 | 0.000177 | 417.5 | 5.1e-05 | 1887 | 57.5 | 211 | 0.117 | 0.00117 | 340 | 0.000561 | 52.61 | 636400
| 1852 | 10.8 | 473.1 | 0.000179 | 420 | 5.4e-05 | 1852 | 10.8 | 212 | 0.114 | 0.00114 | 350 | 0.000463 | 53.62 | 647300
| 1818 | 9.44 | 478.4 | 0.000186 | 422.5 | 5.7e-05 | 1818 | 9.44 | 213 | 0.11 | 0.0011 | 360 | 0.000379 | 54.66 | 667400
| 1802 | 9.48 | 480.7 | 0.000186 | 425 | 6.1e-05 | 1802 | 9.48 | 214 | 0.106 | 0.00106 | 370 | 0.0003 | 55.71 | 693000
| 1786 | 9.18 | 483 | 0.000184 | 427.5 | 6e-05 | 1786 | 9.18 | 215 | 0.101 | 0.00101 | 380 | 0.00022 | 56.79 | 719600
| 1754 | 7.6 | 485.3 | 0.000181 | 430 | 6.4e-05 | 1754 | 7.6 | 216 | 0.0988 | 0.000988 | 390 | 0.000191 | 57.88 | 745900
| 1724 | 6.23 | 487.7 | 0.000186 | 432.5 | 6.3e-05 | 1724 | 6.23 | 217 | 0.0946 | 0.000946 | 400 | 0.000171 | 59 | 779500
| 1695 | 5.65 | 490.1 | 0.000189 | 435 | 6.9e-05 | 1695 | 5.65 | 218 | 0.0931 | 0.000931 | 410 | 0.000162 | 60.14 | 805800
| 1667 | 5.65 | 492.5 | 0.000193 | 437.5 | 7e-05 | 1667 | 5.65 | 219 | 0.0918 | 0.000918 | 420 | 0.000153 | 61.3 | 829600
| 1639 | 6.07 | 494.9 | 0.0002 | 440 | 8.3e-05 | 1639 | 6.07 | 220 | 0.0805 | 0.000805 | 430 | 0.000144 | 62.48 | 851000
| 1613 | 6.8 | 497.4 | 0.000216 | 442.5 | 8.6e-05 | 1613 | 6.8 | 221 | 0.0786 | 0.000786 | 440 | 0.000145 | 63.68 | 870500
| 1587 | 8.07 | 499.9 | 0.000233 | 445 | 9.5e-05 | 1587 | 8.07 | 222 | 0.0737 | 0.000737 | 450 | 0.000145 | 64.91 | 887600
| 1563 | 9.68 | 502.4 | 0.00025 | 447.5 | 9.8e-05 | 1563 | 9.68 | 223 | 0.0714 | 0.000714 | 460 | 0.000156 | 66.16 | 908100
| 1538 | 12.1 | 505 | 0.00027 | 450 | 0.00011 | 1538 | 12.1 | 224 | 0.07 | 0.0007 | 470 | 0.000156 | 67.44 | 927500
| 1515 | 15.6 | 507.5 | 0.000288 | 452.5 | 0.000116 | 1515 | 15.6 | 225 | 0.065 | 0.00065 | 480 | 0.000176 | 68.74 | 941300
| 1493 | 21.7 | 510.1 | 0.000313 | 455 | 0.00012 | 1493 | 21.7 | 226 | 0.0669 | 0.000669 | 490 | 0.000196 | 70.07 | 939400
| 1471 | 28.5 | 512.7 | 0.000348 | 457.5 | 0.000118 | 1471 | 28.5 | 227 | 0.0643 | 0.000643 | 500 | 0.000257 | 71.42 | 931600
| 1443 | 31.7 | 515.4 | 0.000365 | 460 | 0.000122 | 1443 | 31.7 | 228 | 0.0615 | 0.000615 | 510 | 0.000357 | 72.8 | 919700
| 1429 | 31 | 518 | 0.000375 | 462.5 | 0.000123 | 1429 | 31 | 229 | 0.06 | 0.0006 | 520 | 0.000477 | 74.2 | 902800
| 1408 | 21.5 | 520.7 | 0.00038 | 465 | 0.000125 | 1408 | 21.5 | 230 | 0.0595 | 0.000595 | 530 | 0.000507 | 75.63 | 879700
| 1389 | 9.13 | 523.5 | 0.000387 | 467.5 | 0.000124 | 1389 | 9.13 | 231 | 0.0578 | 0.000578 | 540 | 0.000558 | 77.09 | 856100
| 1370 | 5.45 | 526.2 | 0.000397 | 470 | 0.00013 | 1370 | 5.45 | 232 | 0.0542 | 0.000542 | 550 | 0.000638 | 78.58 | 828200
| 1351 | 3.87 | 529 | 0.000409 | 472.5 | 0.000135 | 1351 | 3.87 | 233 | 0.0534 | 0.000534 | 560 | 0.000708 | 80.09 | 799600
| 1333 | 2.25 | 531.8 | 0.000427 | 475 | 0.000143 | 1333 | 2.25 | 234 | 0.0535 | 0.000535 | 570 | 0.000799 | 81.64 | 775600
| 1316 | 1.67 | 534.7 | 0.000439 | 477.5 | 0.000149 | 1316 | 1.67 | 235 | 0.0542 | 0.000542 | 580 | 0.00108 | 83.21 | 754800
| 1299 | 1.34 | 537.5 | 0.000453 | 480 | 0.000157 | 1299 | 1.34 | 236 | 0.051 | 0.00051 | 590 | 0.00157 | 84.82 | 739700
| 1282 | 1.13 | 540.4 | 0.00048 | 482.5 | 0.00016 | 1282 | 1.13 | 237 | 0.0493 | 0.000493 | 600 | 0.00244 | 86.45 | 711000
| 1266 | 1.07 | 543.5 | 0.0005 | 485 | 0.000168 | 1266 | 1.07 | 238 | 0.0452 | 0.000452 | 610 | 0.00289 | 88.12 | 674000
| 1250 | 1.11 | 546.3 | 0.000528 | 487.5 | 0.000172 | 1250 | 1.11 | 239 | 0.0471 | 0.000471 | 620 | 0.00309 | 89.82 | 604300
| 1235 | 1.17 | 574.5 | 0.000805 | 490 | 0.000185 | 1235 | 1.17 | 240 | 0.0483 | 0.000483 | 630 | 0.00319 | 91.55 | 529900
| 1220 | 1.22 | 577.8 | 0.000899 | 492.5 | 0.000193 | 1220 | 1.22 | 241 | 0.0468 | 0.000468 | 640 | 0.00329 | 93.32 | 480900
| 1205 | 1.25 | 581.2 | 0.001007 | 495 | 0.000213 | 1205 | 1.25 | 242 | 0.0439 | 0.000439 | 650 | 0.00349 | 95.12 | 451000
| 1190 | 1.25 | 584.6 | 0.001107 | 497.5 | 0.000228 | 1190 | 1.25 | 243 | 0.0419 | 0.000419 | 660 | 0.004 | 96.95 | 427900
| 1176 | 1.23 | 588 | 0.001232 | 500 | 0.000242 | 1176 | 1.23 | 244 | 0.0405 | 0.000405 | 670 | 0.0043 | 98.82 | 406900
| 1163 | 1.18 | 591.5 | 0.001377 | 502.5 | 0.000272 | 1163 | 1.18 | 245 | 0.0392 | 0.000392 | 680 | 0.0045 | 100.7 | 383700
| 1149 | 0.97 | 595 | 0.001589 | 505 | 0.0003 | 1149 | 0.97 | 246 | 0.0399 | 0.000399 | 690 | 0.005 | 102.7 | 361000
| 1136 | 0.548 | 598.6 | 0.001925 | 507.5 | 0.000331 | 1136 | 0.548 | 247 | 0.0401 | 0.000401 | 700 | 0.0065 | 104.7 | 334000
| 1124 | 0.323 | 602.2 | 0.00232 | 510 | 0.000382 | 1124 | 0.323 | 248 | 0.0392 | 0.000392 | 710 | 0.00839 | 106.7 | 306700
| 1111 | 0.232 | 605.9 | 0.00248 | 512.5 | 0.000435 | 1111 | 0.232 | 249 | 0.039 | 0.00039 | 720 | 0.01169 | 108.7 | 286600
| 1099 | 0.192 | 609.6 | 0.00257 | 515 | 0.000462 | 1099 | 0.192 | 250 | 0.0376 | 0.000376 | 730 | 0.01799 | 110.8 | 274900
| 1087 | 0.166 | 613.3 | 0.00267 | 517.5 | 0.000466 | 1087 | 0.166 | 251 | 0.0336 | 0.000336 | 740 | 0.0238 | 113 | 265900
| 1070 | 0.148 | 617.1 | 0.00277 | 520 | 0.000474 | 1070 | 0.148 | 252 | 0.0351 | 0.000351 | 750 | 0.0247 | 115.1 | 262400
| 1053 | 0.164 | 620.9 | 0.00288 | 522.5 | 0.000485 | 1053 | 0.164 | 253 | 0.0359 | 0.000359 | 760 | 0.0255 | 117.4 | 260300
| 1042 | 0.19 | 624.8 | 0.00296 | 525 | 0.000485 | 1042 | 0.19 | 254 | 0.0348 | 0.000348 | 770 | 0.0251 | 119.6 | 258000
| 1031 | 0.231 | 628.7 | 0.003 | 527.5 | 0.000499 | 1031 | 0.231 | 255 | 0.0326 | 0.000326 | 780 | 0.0236 | 121.9 | 246900
| 1020 | 0.285 | 632.7 | 0.00304 | 530 | 0.000505 | 1020 | 0.285 | 256 | 0.0323 | 0.000323 | 790 | 0.0216 | 124.3 | 223700
| 1010 | 0.351 | 636.7 | 0.0031 | 532.5 | 0.000521 | 1010 | 0.351 | 257 | 0.0323 | 0.000323 | 800 | 0.0207 | 126.7 | 197800
| 1000 | 0.416 | 640.8 | 0.0031 | 535 | 0.000527 | 1000 | 0.416 | 258 | 0.0306 | 0.000306 |  |  | 129.1 | 172500
| 990 | 0.469 | 645 | 0.00314 | 537.5 | 0.000542 | 990 | 0.469 | 259 | 0.0328 | 0.000328 |  |  | 131.6 | 170300
| 980 | 0.502 | 649.2 | 0.00323 | 540 | 0.000551 | 980 | 0.502 | 260 | 0.0308 | 0.000308 |  |  | 134.2 | 191600
| 973 | 0.514 | 653.4 | 0.00331 | 542.5 | 0.000568 | 973 | 0.514 | 261 | 0.0331 | 0.000331 |  |  | 136.7 | 240300
| 962 | 0.471 | 657.7 | 0.00361 | 545 | 0.000594 | 962 | 0.471 | 262 | 0.0279 | 0.000279 |  |  | 139.4 | 311700
| 952 | 0.322 | 662.1 | 0.00379 | 547.5 | 0.000623 | 952 | 0.322 | 263 | 0.0285 | 0.000285 |  |  | 142.1 | 350100
| 943 | 0.214 | 666.5 | 0.00387 | 550 | 0.000654 | 943 | 0.214 | 264 | 0.0273 | 0.000273 |  |  | 144.8 | 340900
| 935 | 0.158 | 670.9 | 0.00395 | 552.5 | 0.000686 | 935 | 0.158 | 265 | 0.0251 | 0.000251 |  |  | 147.6 | 282700
| 926 | 0.119 | 675.5 | 0.00408 | 555 | 0.00069 | 926 | 0.119 | 266 | 0.0264 | 0.000264 |  |  | 150.4 | 205700
| 909 | 0.075 | 680.1 | 0.00426 | 557.5 | 0.000701 | 909 | 0.075 | 267 | 0.0236 | 0.000236 |  |  | 153.3 | 156200
| 893 | 0.0609 | 684.7 | 0.00451 | 560 | 0.000715 | 893 | 0.0609 | 268 | 0.0233 | 0.000233 |  |  | 156.3 | 98670
| 877 | 0.0506 | 689.2 | 0.00476 | 562.5 | 0.00074 | 877 | 0.0506 | 269 | 0.0239 | 0.000239 |  |  | 159.3 | 37710
| 862 | 0.0428 | 694.2 | 0.00526 | 565 | 0.000743 | 862 | 0.0428 | 270 | 0.0236 | 0.000236 |  |  | 162.4 | 8932
| 847 | 0.0387 |  |  | 567.5 | 0.000776 | 847 | 0.0387 | 271 | 0.0234 | 0.000234 |  |  | 165.5 | 1952
| 833 | 0.0308 |  |  | 570 | 0.000804 | 833 | 0.0308 | 272 | 0.0196 | 0.000196 |  |  | 168.7 | 414.2
| 820 | 0.0199 |  |  | 572.5 | 0.000846 | 820 | 0.0199 | 273 | 0.0214 | 0.000214 |  |  | 172 | 85.57
| 813 | 0.0191 |  |  | 575 | 0.00089 | 813 | 0.0191 | 274 | 0.0225 | 0.000225 |  |  | 175.3 | 17.05
| 806 | 0.0195 |  |  | 577.5 | 0.000962 | 806 | 0.0195 | 275 | 0.0216 | 0.000216 |  |  | 178.7 | 3.304
| 794 | 0.021 |  |  | 580 | 0.001016 | 794 | 0.021 | 276 | 0.0198 | 0.000198 |  |  | 182.1 | 0.6055
| 781 | 0.023 |  |  | 582.5 | 0.001112 | 781 | 0.023 | 277 | 0.0215 | 0.000215 |  |  | 185.6 | 0.1042
| 769 | 0.0251 |  |  | 585 | 0.001235 | 769 | 0.0251 | 278 | 0.0208 | 0.000208 |  |  | 189.2 | 0.05893
| 758 | 0.0272 |  |  | 587.5 | 0.001387 | 758 | 0.0272 | 279 | 0.0209 | 0.000209 |  |  | 192.9 | 0.04069
| 752 | 0.0281 |  |  | 590 | 0.001487 | 752 | 0.0281 | 280 | 0.0222 | 0.000222 |  |  | 196.6 | 0.02972
| 746 | 0.0275 |  |  | 592.5 | 0.001652 | 746 | 0.0275 | 281 | 0.0213 | 0.000213 |  |  | 200.4 | 0.02351
| 735 | 0.0238 |  |  | 595 | 0.001818 | 735 | 0.0238 | 282 | 0.018 | 0.00018 |  |  | 204.2 | 0.01942
| 725 | 0.0134 |  |  | 597.5 | 0.002087 | 725 | 0.0134 | 283 | 0.0177 | 0.000177 |  |  | 208.2 | 0.01627
| 714 | 0.0098 |  |  | 600 | 0.002417 | 714 | 0.0098 | 284 | 0.0185 | 0.000185 |  |  | 212.2 | 0.01397
| 702 | 0.0069 |  |  | 602.5 | 0.002671 | 702 | 0.0069 | 285 | 0.0178 | 0.000178 |  |  | 216.3 | 0.01236
| 690 | 0.0049 |  |  | 605 | 0.002795 | 690 | 0.0049 | 286 | 0.0175 | 0.000175 |  |  | 220.4 | 0.01118
[5 empty] | 607.5 | 0.002842 |  |  | 287 | 0.0164 | 0.000164 |  |  | 224.7 | 0.01002
[5 empty] | 610 | 0.002876 |  |  | 288 | 0.0168 | 0.000168 |  |  | 229 | 0.009051
[5 empty] | 612.5 | 0.002883 |  |  | 289 | 0.0159 | 0.000159 |  |  | 233.4 | 0.008268
[5 empty] | 615 | 0.002916 |  |  | 290 | 0.0163 | 0.000163 |  |  | 237.9 | 0.0077
[5 empty] | 617.5 | 0.002915 |  |  | 291 | 0.016 | 0.00016 |  |  | 242.5 | 0.007249
[5 empty] | 620 | 0.003047 |  |  | 292 | 0.0157 | 0.000157 |  |  | 247.2 | 0.006872
[5 empty] | 622.5 | 0.003082 |  |  | 293 | 0.016 | 0.00016 |  |  | 252 | 0.006623
[5 empty] | 625 | 0.003135 |  |  | 294 | 0.0151 | 0.000151 |  |  | 256.8 | 0.006473
[5 empty] | 627.5 | 0.003182 |  |  | 295 | 0.0145 | 0.000145 |  |  | 261.8 | 0.006318
[5 empty] | 630 | 0.003184 |  |  | 296 | 0.0144 | 0.000144 |  |  | 266.8 | 0.006151
[5 empty] | 632.5 | 0.003281 |  |  | 297 | 0.0123 | 0.000123 |  |  | 272 | 0.005968
[5 empty] | 635 | 0.003309 |  |  | 298 | 0.0114 | 0.000114 |  |  | 277.2 | 0.00576
[5 empty] | 637.5 | 0.003341 |  |  | 299 | 0.0124 | 0.000124 |  |  | 282.6 | 0.005508
[5 empty] | 640 | 0.003382 |  |  | 300 | 0.0124 | 0.000124 |  |  | 288 | 0.005214
[5 empty] | 642.5 | 0.003482 |  |  | 301 | 0.0146 | 0.000146 |  |  | 293.6 | 0.004923
[5 empty] | 645 | 0.003513 |  |  | 302 | 0.0108 | 0.000108 |  |  | 299.3 | 0.004643
[5 empty] | 647.5 | 0.003577 |  |  | 303 | 0.0138 | 0.000138 |  |  | 305 | 0.004158
[5 empty] | 650 | 0.003594 |  |  | 304 | 0.0127 | 0.000127 |  |  | 310.9 | 0.00371
[5 empty] | 652.5 | 0.003801 |  |  | 305 | 0.0112 | 0.000112 |  |  | 316.9 | 0.003391
[5 empty] | 655 | 0.003852 |  |  | 306 | 0.0122 | 0.000122 |  |  | 323 | 0.003136
[5 empty] | 657.5 | 0.004053 |  |  | 307 | 0.0116 | 0.000116 |  |  | 329.2 | 0.002936
[5 empty] | 660 | 0.004212 |  |  | 308 | 0.0104 | 0.000104 |  |  | 335.6 | 0.002725
[5 empty] | 662.5 | 0.004303 |  |  | 309 | 0.0125 | 0.000125 |  |  | 342.1 | 0.002503
[5 empty] | 665 | 0.004311 |  |  | 310 | 0.0112 | 0.000112 |  |  | 348.7 | 0.002255
[5 empty] | 667.5 | 0.004364 |  |  | 311 | 0.013 | 0.00013 |  |  | 355.4 | 0.001964
[5 empty] | 670 | 0.004346 |  |  | 312 | 0.0119 | 0.000119 |  |  | 362.2 | 0.001686
[5 empty] | 672.5 | 0.004432 |  |  | 313 | 0.0113 | 0.000113 |  |  | 369.2 | 0.001428
[5 empty] | 675 | 0.00439 |  |  | 314 | 0.0101 | 0.000101 |  |  | 376.4 | 0.001225
[5 empty] | 677.5 | 0.004503 |  |  | 315 | 0.0105 | 0.000105 |  |  | 383.6 | 0.001085
[5 empty] | 680 | 0.004524 |  |  | 316 | 0.0096 | 9.6e-05 |  |  | 391 | 0.0009924
[5 empty] | 682.5 | 0.00464 |  |  | 317 | 0.0103 | 0.000103 |  |  | 398.6 | 0.0009021
[5 empty] | 685 | 0.00469 |  |  | 318 | 0.0093 | 9.3e-05 |  |  | 406.2 | 0.0008109
[5 empty] | 687.5 | 0.00483 |  |  | 319 | 0.0108 | 0.000108 |  |  | 414.1 | 0.0007296
[5 empty] | 690 | 0.004929 |  |  | 320 | 0.01 | 0.0001 |  |  | 422.1 | 0.0006614
[5 empty] | 692.5 | 0.00515 | [7 empty] | 430.2 | 0.0006065
[5 empty] | 695 | 0.005305 | [7 empty] | 438.5 | 0.0005543
[5 empty] | 697.5 | 0.005574 | [7 empty] | 447 | 0.0004621
[5 empty] | 700 | 0.005839 | [7 empty] | 455.6 | 0.0004232
[5 empty] | 702.5 | 0.006206 | [7 empty] | 464.4 | 0.0004164
[5 empty] | 705 | 0.006533 | [7 empty] | 473.3 | 0.0004194
[5 empty] | 707.5 | 0.006973 | [7 empty] | 482.4 | 0.0004359
[5 empty] | 710 | 0.007561 | [7 empty] | 491.8 | 0.0004606
[5 empty] | 712.5 | 0.008244 | [7 empty] | 501.2 | 0.0004857
[5 empty] | 715 | 0.009029 | [7 empty] | 510.9 | 0.000529
[5 empty] | 717.5 | 0.009913 | [7 empty] | 520.8 | 0.0005503
[5 empty] | 720 | 0.0010745 | [7 empty] | 530.8 | 0.0006083
[5 empty] | 722.5 | 0.0011735 | [7 empty] | 541 | 0.0006848
[5 empty] | 725 | 0.0012788 | [7 empty] | 551.5 | 0.0007146
[5 empty] | 727.5 | 0.001429 | [7 empty] | 562.1 | 0.0007461
[5 empty] | 730 | 0.0016069 | [7 empty] | 573 | 0.0008043
[5 empty] | 732.5 | 0.0018259 | [7 empty] | 584 | 0.000938
[5 empty] | 735 | 0.0019624 | [7 empty] | 595.3 | 0.001121
[5 empty] | 737.5 | 0.0020379 | [7 empty] | 606.7 | 0.001344
[5 empty] | 740 | 0.0021456 | [7 empty] | 618.4 | 0.001685
[5 empty] | 742.5 | 0.0022231 | [7 empty] | 630.4 | 0.002086
[5 empty] | 745 | 0.0021423 | [7 empty] | 642.5 | 0.002485
[5 empty] | 747.5 | 0.0021642 | [7 empty] | 654.9 | 0.002954
[5 empty] | 750 | 0.002195 | [7 empty] | 667.6 | 0.003447
[14 empty] | 680.4 | 0.003883
[14 empty] | 693.6 | 0.004653
[14 empty] | 706.9 | 0.005804
[14 empty] | 720.6 | 0.007054
[14 empty] | 734.5 | 0.007815
[14 empty] | 748.6 | 0.009619
[14 empty] | 763.1 | 0.01237
[14 empty] | 777.8 | 0.01586
[14 empty] | 792.8 | 0.01938
[14 empty] | 808.1 | 0.02159
[14 empty] | 823.7 | 0.02193
[14 empty] | 839.5 | 0.02256
[14 empty] | 855.7 | 0.02948
[14 empty] | 872.2 | 0.04025
[14 empty] | 889.1 | 0.05461
[14 empty] | 906.2 | 0.06029
[14 empty] | 923.7 | 0.06631
[14 empty] | 941.5 | 0.07477
[14 empty] | 959.7 | 0.09813
[14 empty] | 978.2 | 0.139
[14 empty] | 997 | 0.1926
[14 empty] | 1016 | 0.2663
[14 empty] | 1036 | 0.2827
[14 empty] | 1056 | 0.2433
[14 empty] | 1076 | 0.2062
[14 empty] | 1097 | 0.1958
[14 empty] | 1118 | 0.2033
[14 empty] | 1140 | 0.2473
[14 empty] | 1162 | 0.342
[14 empty] | 1184 | 0.5468
[14 empty] | 1207 | 0.8337
[14 empty] | 1230 | 1.156
[14 empty] | 1254 | 1.305
[14 empty] | 1278 | 1.311
[14 empty] | 1303 | 1.271
[14 empty] | 1328 | 1.249
[14 empty] | 1353 | 1.3
[14 empty] | 1380 | 1.435
[14 empty] | 1406 | 2.045
[14 empty] | 1433 | 8.92
[14 empty] | 1461 | 24.83
[14 empty] | 1489 | 44.61
[14 empty] | 1518 | 41.61
[14 empty] | 1547 | 34.69
[14 empty] | 1577 | 25.91
[14 empty] | 1607 | 20.28
[14 empty] | 1638 | 18.09
[14 empty] | 1670 | 15.06
[14 empty] | 1702 | 12.6
[14 empty] | 1735 | 10.83
[14 empty] | 1768 | 9.857
[14 empty] | 1803 | 9.089
[14 empty] | 1837 | 8.412
[14 empty] | 1873 | 10.5
[14 empty] | 1909 | 32.17
[14 empty] | 1946 | 75.22
[14 empty] | 1983 | 103
[14 empty] | 2022 | 97.18
[14 empty] | 2061 | 78.57
[14 empty] | 2100 | 49.45
[14 empty] | 2141 | 26.96
[14 empty] | 2182 | 17.06
[14 empty] | 2224 | 12.71
[14 empty] | 2267 | 12.27
[14 empty] | 2311 | 17.7
[14 empty] | 2355 | 25.95
[14 empty] | 2401 | 31.04
[14 empty] | 2447 | 34.97
[14 empty] | 2494 | 39.75
[14 empty] | 2542 | 41.99
[14 empty] | 2591 | 45.62
[14 empty] | 2641 | 92.37
[14 empty] | 2692 | 213.9
[14 empty] | 2744 | 508.7
[14 empty] | 2797 | 1233
[14 empty] | 2851 | 3121
[14 empty] | 2906 | 8233
[14 empty] | 2962 | 14280
[14 empty] | 3019 | 20290
[14 empty] | 3078 | 25480
[14 empty] | 3137 | 19460
[14 empty] | 3197 | 11470
[14 empty] | 3259 | 5943
[14 empty] | 3322 | 3166
[14 empty] | 3386 | 1635
[14 empty] | 3451 | 867.5
[14 empty] | 3518 | 508.1
[14 empty] | 3586 | 331.1
[14 empty] | 3655 | 263.5
[14 empty] | 3725 | 233.3
[14 empty] | 3797 | 222
[14 empty] | 3870 | 238.4
[14 empty] | 3945 | 276.7
[14 empty] | 4021 | 309.4
[14 empty] | 4099 | 340.2
[14 empty] | 4178 | 388.5
[14 empty] | 4258 | 453.3
[14 empty] | 4340 | 566.4
[14 empty] | 4424 | 707.8
[14 empty] | 4509 | 809
[14 empty] | 4596 | 733.9
[14 empty] | 4685 | 523.3
[14 empty] | 4775 | 415.7
[14 empty] | 4868 | 352.5
[14 empty] | 4961 | 312.8
[14 empty] | 5057 | 305.3
[14 empty] | 5155 | 316.6
[14 empty] | 5254 | 332.8
[14 empty] | 5355 | 382.1
[14 empty] | 5459 | 454.2
[14 empty] | 5564 | 552.6
[14 empty] | 5671 | 701.1
[14 empty] | 5781 | 914.7
[14 empty] | 5892 | 1229
[14 empty] | 6006 | 1362
[14 empty] | 6122 | 1433
[14 empty] | 6240 | 1355
[14 empty] | 6360 | 1234
[14 empty] | 6483 | 1091
[14 empty] | 6608 | 1058
[14 empty] | 6735 | 1078
[14 empty] | 6865 | 1047
[14 empty] | 6998 | 998.5
[14 empty] | 7132 | 969
[14 empty] | 7270 | 925.5
[14 empty] | 7410 | 881.8
[14 empty] | 7553 | 865.1
[14 empty] | 7699 | 846.9
[14 empty] | 7847 | 786.7
[14 empty] | 7999 | 707.3
[14 empty] | 8153 | 620.9
[14 empty] | 8310 | 564.4
[14 empty] | 8470 | 577.6
[14 empty] | 8634 | 578.1
[14 empty] | 8800 | 583.9
[14 empty] | 8970 | 595.4
[14 empty] | 9143 | 609
[14 empty] | 9319 | 609.9
[14 empty] | 9499 | 607.3
[14 empty] | 9682 | 604.4
[14 empty] | 9869 | 615
[14 empty] | 10060 | 685.1
[14 empty] | 10250 | 854.2
[14 empty] | 10450 | 1122
[14 empty] | 10650 | 1623
[14 empty] | 10860 | 2317
[14 empty] | 11070 | 3035
[14 empty] | 11280 | 3571
[14 empty] | 11500 | 3936
[14 empty] | 11720 | 4169
[14 empty] | 11950 | 4323
[14 empty] | 12180 | 4345
[14 empty] | 12410 | 4273
[14 empty] | 12650 | 4101
[14 empty] | 12900 | 3866
[14 empty] | 13140 | 3589
[14 empty] | 13400 | 3252
[14 empty] | 13660 | 2940
[14 empty] | 13920 | 2621
[14 empty] | 14190 | 2284
[14 empty] | 14460 | 1955
[14 empty] | 14740 | 1666
[14 empty] | 15020 | 1447
[14 empty] | 15310 | 1274
[14 empty] | 15610 | 1149
[14 empty] | 15910 | 1058
[14 empty] | 16220 | 983.9
[14 empty] | 16530 | 942.6
[14 empty] | 16850 | 883.5
[14 empty] | 17170 | 797.3
[14 empty] | 17510 | 703.9
[14 empty] | 17840 | 619.2
[14 empty] | 18190 | 545.3
[14 empty] | 18540 | 510.1
[14 empty] | 18900 | 480.7
[14 empty] | 19260 | 495.4
[14 empty] | 19630 | 477.1
[14 empty] | 20010 | 418.7
[14 empty] | 20400 | 341.2
[14 empty] | 20790 | 277.3
[14 empty] | 21190 | 237.5
[14 empty] | 21600 | 204.6
[14 empty] | 22020 | 176.3
[14 empty] | 22440 | 157.5
[14 empty] | 22870 | 149.4
[14 empty] | 23310 | 146.3
[14 empty] | 23760 | 145.7
[14 empty] | 24220 | 146.8
[14 empty] | 24690 | 148.3
[14 empty] | 25170 | 153
[14 empty] | 25650 | 159.5
[14 empty] | 26150 | 167.8
[14 empty] | 26650 | 180.1
[14 empty] | 27160 | 193.3
[14 empty] | 27690 | 207.5
[14 empty] | 28220 | 222.7
[14 empty] | 28770 | 238.5
[14 empty] | 29320 | 254.2
[14 empty] | 29890 | 270.9
[14 empty] | 30460 | 288.7
[14 empty] | 31050 | 307.9
[14 empty] | 31650 | 330.3
[14 empty] | 32260 | 354.4
[14 empty] | 32880 | 380.2
[14 empty] | 33520 | 413.5
[14 empty] | 34160 | 464.9
[14 empty] | 34820 | 527.3
[14 empty] | 35490 | 603.1
[14 empty] | 36180 | 672.1
[14 empty] | 36870 | 743.6
[14 empty] | 37590 | 823.1
[14 empty] | 38310 | 909.2
[14 empty] | 39050 | 983
[14 empty] | 39800 | 1060
[14 empty] | 40570 | 1135
[14 empty] | 41350 | 1215
[14 empty] | 42150 | 1298
[14 empty] | 42960 | 1400
[14 empty] | 43790 | 1534
[14 empty] | 44640 | 1624
[14 empty] | 45500 | 1757
[14 empty] | 46380 | 1880
[14 empty] | 47270 | 1816
[14 empty] | 48180 | 1592
[14 empty] | 49110 | 1431
[14 empty] | 50060 | 1363
[14 empty] | 51020 | 1310
[14 empty] | 52010 | 1252
[14 empty] | 53010 | 1186
[14 empty] | 54030 | 1106
[14 empty] | 55070 | 948.5
[14 empty] | 56140 | 789.7
[14 empty] | 57220 | 647.5
[14 empty] | 58320 | 676.9
[14 empty] | 59450 | 760.9
[14 empty] | 60590 | 882.1
[14 empty] | 61760 | 959.4
[14 empty] | 62950 | 961.8
[14 empty] | 64170 | 958.4
[14 empty] | 65410 | 937.2
[14 empty] | 66670 | 892.7
[14 empty] | 67950 | 818.4
[14 empty] | 69260 | 750.5
[14 empty] | 70600 | 688.2
[14 empty] | 71960 | 630.8
[14 empty] | 73350 | 578.2
[14 empty] | 74760 | 530
[14 empty] | 76210 | 485.9
[14 empty] | 77680 | 436.4
[14 empty] | 79170 | 391.5
[14 empty] | 80700 | 351.3
[14 empty] | 82260 | 315.1
[14 empty] | 83840 | 289.2
[14 empty] | 85460 | 270.6
[14 empty] | 87110 | 253.7
[14 empty] | 88790 | 239.7
[14 empty] | 90500 | 226.4
[14 empty] | 92250 | 214.6
[14 empty] | 94030 | 203.5
[14 empty] | 95840 | 193.5
[14 empty] | 97690 | 184.8
[14 empty] | 99570 | 176.5
[14 empty] | 101500 | 170.1
[14 empty] | 103500 | 164.3
[14 empty] | 105400 | 158.7
[14 empty] | 107500 | 153.3
[14 empty] | 109600 | 148.1
[14 empty] | 111700 | 143.1
[14 empty] | 113800 | 138.3
[14 empty] | 116000 | 133.6
[14 empty] | 118300 | 129
[14 empty] | 120500 | 124.6
[14 empty] | 122900 | 119.9
[14 empty] | 125200 | 115.4
[14 empty] | 127600 | 111.1
[14 empty] | 130100 | 107
[14 empty] | 132600 | 103
[14 empty] | 135200 | 99.15
[14 empty] | 137800 | 95.45
[14 empty] | 140400 | 91.89
[14 empty] | 143100 | 88.46
[14 empty] | 145900 | 85.16
[14 empty] | 148700 | 81.98
[14 empty] | 151600 | 78.6
[14 empty] | 154500 | 75.12
[14 empty] | 157500 | 71.79
[14 empty] | 160500 | 68.6
[14 empty] | 163600 | 65.56
[14 empty] | 166800 | 62.65
[14 empty] | 170000 | 58.22
[14 empty] | 173300 | 53.99
[14 empty] | 176600 | 50.07
[14 empty] | 180000 | 46.23
[14 empty] | 183500 | 42.58
[14 empty] | 187000 | 39.23
[14 empty] | 190600 | 35.88
[14 empty] | 194300 | 32.67
[14 empty] | 198100 | 29.76
[14 empty] | 201900 | 27.32
[14 empty] | 205800 | 25.2
[14 empty] | 209700 | 23.25
[14 empty] | 213800 | 21.44
[14 empty] | 217900 | 19.77
[14 empty] | 222100 | 18.23
[14 empty] | 226400 | 16.83
[14 empty] | 230800 | 15.54
[14 empty] | 235200 | 14.35
[14 empty] | 239800 | 13.29
[14 empty] | 244400 | 12.33
[14 empty] | 249100 | 11.44
[14 empty] | 253900 | 10.66
[14 empty] | 258800 | 9.973
[14 empty] | 263800 | 9.329
[14 empty] | 268900 | 8.768
[14 empty] | 274100 | 8.273
[14 empty] | 279300 | 7.807
[14 empty] | 284700 | 7.435
[14 empty] | 290200 | 7.136
[14 empty] | 295800 | 6.849
[14 empty] | 301500 | 6.6
[14 empty] | 307300 | 6.382
[14 empty] | 313300 | 6.172
[14 empty] | 319300 | 5.974
[14 empty] | 325500 | 5.788
[14 empty] | 331800 | 5.608
[14 empty] | 338200 | 5.433
[14 empty] | 344700 | 5.263
[14 empty] | 351300 | 5.099
[14 empty] | 358100 | 4.941
[14 empty] | 365000 | 4.789
[14 empty] | 372000 | 4.642
[14 empty] | 379200 | 4.499
[14 empty] | 386500 | 4.36
[14 empty] | 394000 | 4.226
[14 empty] | 401600 | 4.095
[14 empty] | 409300 | 3.968
[14 empty] | 417200 | 3.844
[14 empty] | 425300 | 3.724
[14 empty] | 433500 | 3.608
[14 empty] | 441800 | 3.496
[14 empty] | 450400 | 3.388
[14 empty] | 459000 | 3.284
[14 empty] | 467900 | 3.183
[14 empty] | 476900 | 3.085
[14 empty] | 486100 | 2.99
[14 empty] | 495500 | 2.898
[14 empty] | 505000 | 2.808
[14 empty] | 514800 | 2.721
[14 empty] | 524700 | 2.637
[14 empty] | 534800 | 2.555
[14 empty] | 545200 | 2.475
[14 empty] | 555700 | 2.398
[14 empty] | 566400 | 2.324
[14 empty] | 577300 | 2.253
[14 empty] | 588400 | 2.184
[14 empty] | 599800 | 2.117
[14 empty] | 611400 | 2.052

## Wasser Mix
nm | µa cm-1 |  |  | nm | µa
702 | 0.0069 | 200 | 0.0307 | 385 | 9.4e-05
714 | 0.0098 | 210 | 0.0199 | 390 | 8.5e-05
725 | 0.0134 | 220 | 0.0131 | 395 | 8.1e-05
735 | 0.0238 | 230 | 0.00927 | 400 | 6.6e-05
746 | 0.0275 | 240 | 0.0072 | 405 | 5.3e-05
752 | 0.0281 | 250 | 0.00559 | 410 | 4.7e-05
758 | 0.0272 | 260 | 0.00457 | 415 | 4.4e-05
769 | 0.0251 | 270 | 0.00373 | 420 | 4.5e-05
781 | 0.023 | 280 | 0.00288 | 425 | 4.8e-05
794 | 0.021 | 290 | 0.00215 | 430 | 4.9e-05
806 | 0.0195 | 300 | 0.00141 | 435 | 5.3e-05
813 | 0.0191 | 310 | 0.00105 | 440 | 6.3e-05
820 | 0.0199 | 320 | 0.000844 | 445 | 7.5e-05
833 | 0.0308 | 330 | 0.000678 | 450 | 9.2e-05
847 | 0.0387 | 340 | 0.000561 | 455 | 9.6e-05
862 | 0.0428 | 350 | 0.000463 | 460 | 9.8e-05
877 | 0.0506 | 360 | 0.000379 | 465 | 0.000101
893 | 0.0609 | 370 | 0.0003 | 470 | 0.000106
909 | 0.075 | 380 | 0.00022 | 475 | 0.000114
926 | 0.119 | 390 | 0.000191 | 480 | 0.000127
935 | 0.158 | 400 | 0.000171 | 485 | 0.000136
943 | 0.214 | 410 | 0.000162 | 490 | 0.00015
952 | 0.322 | 420 | 0.000153 | 495 | 0.000173
962 | 0.471 | 430 | 0.000144 | 500 | 0.000204
973 | 0.514 | 440 | 0.000145 | 505 | 0.000256
980 | 0.502 | 450 | 0.000145 | 510 | 0.000325
990 | 0.469 | 460 | 0.000156 | 515 | 0.000396
1000 | 0.416 | 470 | 0.000156 | 520 | 0.000409
1010 | 0.351 | 480 | 0.000176 | 525 | 0.000417
1020 | 0.285 | 490 | 0.000196 | 530 | 0.000434
1031 | 0.231 | 500 | 0.000257 | 535 | 0.000452
1042 | 0.19 | 510 | 0.000357 | 540 | 0.000474
1053 | 0.164 | 520 | 0.000477 | 545 | 0.000511
1070 | 0.148 | 530 | 0.000507 | 550 | 0.000565
1087 | 0.166 | 540 | 0.000558 | 555 | 0.000596
1099 | 0.192 | 550 | 0.000638 | 560 | 0.000619
1111 | 0.232 | 560 | 0.000708 | 565 | 0.000642
1124 | 0.323 | 570 | 0.000799 | 570 | 0.000695
1136 | 0.548 | 580 | 0.00108 | 575 | 0.000772
1149 | 0.97 | 590 | 0.00157 | 580 | 0.000896
1163 | 1.18 | 600 | 0.00244 | 585 | 0.0011
1176 | 1.23 | 610 | 0.00289 | 590 | 0.001351
1190 | 1.25 | 620 | 0.00309 | 595 | 0.001672
1205 | 1.25 | 630 | 0.00319 | 600 | 0.002224
1220 | 1.22 | 640 | 0.00329 | 605 | 0.002577
1235 | 1.17 | 650 | 0.00349 | 610 | 0.002644
1250 | 1.11 | 660 | 0.004 | 615 | 0.002678
1266 | 1.07 | 670 | 0.0043 | 620 | 0.002755
1282 | 1.13 | 680 | 0.0045 | 625 | 0.002834
1299 | 1.34 | 690 | 0.005 | 630 | 0.002916
1316 | 1.67 |  |  | 635 | 0.003012
1333 | 2.25 |  |  | 640 | 0.003108
1351 | 3.87 |  |  | 645 | 0.00325
1370 | 5.45 |  |  | 650 | 0.0034
1389 | 9.13 |  |  | 655 | 0.00371
1408 | 21.5 |  |  | 660 | 0.0041
1429 | 31 |  |  | 665 | 0.00429
1443 | 31.7 |  |  | 670 | 0.00439
1471 | 28.5 |  |  | 675 | 0.00448
1493 | 21.7 |  |  | 680 | 0.00465
1515 | 15.6 |  |  | 685 | 0.00486
1538 | 12.1 |  |  | 690 | 0.00516
1563 | 9.68 |  |  | 695 | 0.00559
1587 | 8.07 |  |  | 700 | 0.00624
1613 | 6.8 |  |  | 705 | 0.00704
1639 | 6.07 |  |  | 710 | 0.00827
1667 | 5.65 |  |  | 715 | 0.01007
1695 | 5.65 |  |  | 720 | 0.01231
1724 | 6.23 |  |  | 725 | 0.01489
1754 | 7.6 |  |  | 730 | 0.0186
1786 | 9.18 |  |  | 735 | 0.0238
1802 | 9.48 |  |  | 740 | 0.02548
1818 | 9.44 |  |  | 745 | 0.02716
1852 | 10.8 |  |  | 750 | 0.0279
1887 | 57.5 |  |  | 755 | 0.02765
1927 | 124 |  |  | 760 | 0.02682
1961 | 109 |  |  | 765 | 0.02586
2000 | 69.2 |  |  | 770 | 0.02492
2041 | 45 |  |  | 775 | 0.02405
2083 | 31 |  |  | 780 | 0.02317
2128 | 23.6 |  |  | 785 | 0.02238
2198 | 19.3 |  |  | 790 | 0.02162
2273 | 23 |  |  | 795 | 0.02088
2326 | 29.3 |  |  | 800 | 0.02025
2381 | 41.8 |  |  | 805 | 0.01963
2439 | 63.5 |  |  | 810 | 0.01927
2500 | 95.7 |  |  | 815 | 0.01933
2564 | 111 |  |  | 820 | 0.0199
2632 | 193 |  |  | 825 | 0.02409
|  |  |  | 830 | 0.02828
|  |  |  | 835 | 0.03193
|  |  |  | 840 | 0.03475
|  |  |  | 845 | 0.03757
|  |  |  | 850 | 0.03952
|  |  |  | 855 | 0.04089
|  |  |  | 860 | 0.04225
|  |  |  | 865 | 0.04436
|  |  |  | 870 | 0.04696
|  |  |  | 875 | 0.04956
|  |  |  | 880 | 0.05253
|  |  |  | 885 | 0.05575
|  |  |  | 890 | 0.05897
|  |  |  | 895 | 0.06266
|  |  |  | 900 | 0.06707
|  |  |  | 905 | 0.07147
|  |  |  | 910 | 0.07759
|  |  |  | 915 | 0.09053
|  |  |  | 920 | 0.1035
|  |  |  | 925 | 0.1164
|  |  |  | 930 | 0.1363
|  |  |  | 935 | 0.158
|  |  |  | 940 | 0.193
|  |  |  | 945 | 0.238
|  |  |  | 950 | 0.298
|  |  |  | 955 | 0.3667
|  |  |  | 960 | 0.4412
|  |  |  | 965 | 0.4827
|  |  |  | 970 | 0.5023
|  |  |  | 975 | 0.5106
|  |  |  | 980 | 0.502
|  |  |  | 985 | 0.4855
|  |  |  | 990 | 0.469
|  |  |  | 995 | 0.4425
|  |  |  | 1000 | 0.416
|  |  |  | 1005 | 0.3835
|  |  |  | 1010 | 0.351
|  |  |  | 1015 | 0.318
|  |  |  | 1020 | 0.285
|  |  |  | 1025 | 0.2605
|  |  |  | 1030 | 0.2359
|  |  |  | 1035 | 0.2161
|  |  |  | 1040 | 0.1975
|  |  |  | 1045 | 0.1829
|  |  |  | 1050 | 0.1711
|  |  |  | 1055 | 0.1621
|  |  |  | 1060 | 0.1574
|  |  |  | 1065 | 0.1527
|  |  |  | 1070 | 0.148
|  |  |  | 1075 | 0.1533
|  |  |  | 1080 | 0.1586
|  |  |  | 1085 | 0.1639
|  |  |  | 1090 | 0.1725
|  |  |  | 1095 | 0.1833
|  |  |  | 1100 | 0.1953

## Wasser npsq
% ***********************************************************************
% water_absorption.m
% ***********************************************************************
%
% Data description:
% The absorption coefficient of water in [cm^-1] (380-2500nm) | with a
% resolution of 5nm.
%
% Prepared by: Tenn Francis Chen on March 2011
%
% ***********************************************************************
%
% Original data source:
%
% 380-725 nm
% R.M. Pope and E.S. Fry
% "Absorption spectrum (380-700nm) of pure water. II.
% Integrating cavity measurements
% Applied Optics | V. 36 | N. 33 | pp. 8710-8723 | November | 1997
%
% 730-2500 nm
% K.F. Palmer and D. Williams
% "Optical Properties of water in the near infrared
% Journal of the Optical Society of America | V.64 | pp. 1107-1110
% August | 1974
%
% ***********************************************************************
clear all
data=[0.000113 | 9.4e-05 | 8.5e-05 | 8.1e-05 | 6.6e-05 | 5.3e-05 | 4.7e-05 | 4.4e-05 | 4.5e-05 | 4.8e-05 | 4.9e-05 | 5.3e-05 | 6.3e-05 | 7.5e-05 | 9.2e-05 | 9.6e-05 | 9.8e-05 | 0.000101 | 0.000106 | 0.000114 | 0.000127 | 0.000136 | 0.00015 | 0.000173 | 0.000204 | 0.000256 | 0.000325 | 0.000396 | 0.000409 | 0.000417 | 0.000434 | 0.000452 | 0.000474 | 0.000511 | 0.000565 | 0.000596 | 0.000619 | 0.000642 | 0.000695 | 0.000772 | 0.000896 | 0.0011 | 0.001351 | 0.001672 | 0.002224 | 0.002577 | 0.002644 | 0.002678 | 0.002755 | 0.002834 | 0.002916 | 0.003012 | 0.003108 | 0.00325 | 0.0034 | 0.00371 | 0.0041 | 0.00429 | 0.00439 | 0.00448 | 0.00465 | 0.00486 | 0.00516 | 0.00559 | 0.00624 | 0.00704 | 0.00827 | 0.01007 | 0.01231 | 0.01489 | 0.0186 | 0.0238 | 0.02548 | 0.02716 | 0.0279 | 0.02765 | 0.02682 | 0.02586 | 0.02492 | 0.02405 | 0.02317 | 0.02238 | 0.02162 | 0.02088 | 0.02025 | 0.01963 | 0.01927 | 0.01933 | 0.0199 | 0.02409 | 0.02828 | 0.03193 | 0.03475 | 0.03757 | 0.03952 | 0.04089 | 0.04225 | 0.04436 | 0.04696 | 0.04956 | 0.05253 | 0.05575 | 0.05897 | 0.06266 | 0.06707 | 0.07147 | 0.07759 | 0.09053 | 0.1035 | 0.1164 | 0.1363 | 0.158 | 0.193 | 0.238 | 0.298 | 0.3667 | 0.4412 | 0.4827 | 0.5023 | 0.5106 | 0.502 | 0.4855 | 0.469 | 0.4425 | 0.416 | 0.3835 | 0.351 | 0.318 | 0.285 | 0.2605 | 0.2359 | 0.2161 | 0.1975 | 0.1829 | 0.1711 | 0.1621 | 0.1574 | 0.1527 | 0.148 | 0.1533 | 0.1586 | 0.1639 | 0.1725 | 0.1833 | 0.1953 | 0.212 | 0.2287 | 0.26 | 0.295 | 0.3418 | 0.4355 | 0.5293 | 0.6778 | 0.8402 | 0.985 | 1.06 | 1.135 | 1.188 | 1.207 | 1.226 | 1.236 | 1.243 | 1.25 | 1.25 | 1.25 | 1.25 | 1.24 | 1.23 | 1.22 | 1.203 | 1.187 | 1.17 | 1.15 | 1.13 | 1.11 | 1.098 | 1.085 | 1.073 | 1.085 | 1.104 | 1.122 | 1.167 | 1.229 | 1.291 | 1.359 | 1.456 | 1.554 | 1.651 | 1.806 | 1.977 | 2.148 | 2.43 | 2.88 | 3.33 | 3.78 | 4.203 | 4.618 | 5.034 | 5.45 | 6.418 | 7.387 | 8.355 | 9.781 | 13.04 | 16.29 | 19.55 | 22.4 | 24.67 | 26.93 | 29.19 | 31.05 | 31.3 | 31.55 | 31.47 | 30.9 | 30.33 | 29.76 | 29.19 | 28.61 | 27.26 | 25.72 | 24.17 | 22.63 | 21.15 | 19.76 | 18.37 | 16.99 | 15.6 | 14.84 | 14.08 | 13.32 | 12.56 | 11.91 | 11.42 | 10.94 | 10.45 | 9.97 | 9.546 | 9.21 | 8.875 | 8.54 | 8.204 | 7.923 | 7.679 | 7.435 | 7.191 | 6.947 | 6.744 | 6.603 | 6.463 | 6.323 | 6.182 | 6.055 | 5.98 | 5.905 | 5.83 | 5.755 | 5.68 | 5.65 | 5.65 | 5.65 | 5.65 | 5.65 | 5.65 | 5.75 | 5.85 | 5.95 | 6.05 | 6.15 | 6.276 | 6.504 | 6.732 | 6.961 | 7.189 | 7.417 | 7.649 | 7.896 | 8.143 | 8.39 | 8.637 | 8.884 | 9.131 | 9.255 | 9.349 | 9.442 | 9.473 | 9.46 | 9.447 | 9.52 | 9.72 | 9.92 | 10.12 | 10.32 | 10.52 | 10.72 | 14.8 | 21.47 | 28.15 | 34.82 | 41.49 | 48.16 | 54.83 | 62.49 | 70.8 | 79.11 | 87.43 | 95.74 | 104.1 | 112.4 | 120.7 | 122.7 | 120.5 | 118.3 | 116.1 | 113.9 | 111.6 | 109.4 | 104.9 | 99.82 | 94.71 | 89.61 | 84.51 | 79.41 | 74.3 | 69.2 | 66.25 | 63.3 | 60.35 | 57.4 | 54.44 | 51.49 | 48.54 | 45.59 | 43.67 | 42 | 40.33 | 38.67 | 37 | 35.33 | 33.67 | 32 | 30.67 | 29.85 | 29.03 | 28.2 | 27.38 | 26.56 | 25.74 | 24.92 | 24.09 | 23.48 | 23.17 | 22.86 | 22.56 | 22.25 | 21.94 | 21.63 | 21.33 | 21.02 | 20.71 | 20.41 | 20.1 | 19.79 | 19.48 | 19.4 | 19.65 | 19.89 | 20.14 | 20.39 | 20.63 | 20.88 | 21.13 | 21.37 | 21.62 | 21.87 | 22.11 | 22.36 | 22.61 | 22.85 | 23.24 | 23.83 | 24.43 | 25.02 | 25.62 | 26.21 | 26.8 | 27.4 | 27.99 | 28.59 | 29.18 | 30.21 | 31.35 | 32.48 | 33.62 | 34.75 | 35.89 | 37.03 | 38.16 | 39.3 | 40.44 | 41.57 | 43.3 | 45.17 | 47.04 | 48.91 | 50.78 | 52.65 | 54.52 | 56.39 | 58.26 | 60.13 | 62 | 64.03 | 66.67 | 69.31 | 71.95 | 74.59 | 77.22 | 79.86 | 82.5 | 85.14 | 87.78 | 90.42 | 93.06 | 95.7];
wave = [380 | 385 | 390 | 395 | 400 | 405 | 410 | 415 | 420 | 425 | 430 | 435 | 440 | 445 | 450 | 455 | 460 | 465 | 470 | 475 | 480 | 485 | 490 | 495 | 500 | 505 | 510 | 515 | 520 | 525 | 530 | 535 | 540 | 545 | 550 | 555 | 560 | 565 | 570 | 575 | 580 | 585 | 590 | 595 | 600 | 605 | 610 | 615 | 620 | 625 | 630 | 635 | 640 | 645 | 650 | 655 | 660 | 665 | 670 | 675 | 680 | 685 | 690 | 695 | 700 | 705 | 710 | 715 | 720 | 725 | 730 | 735 | 740 | 745 | 750 | 755 | 760 | 765 | 770 | 775 | 780 | 785 | 790 | 795 | 800 | 805 | 810 | 815 | 820 | 825 | 830 | 835 | 840 | 845 | 850 | 855 | 860 | 865 | 870 | 875 | 880 | 885 | 890 | 895 | 900 | 905 | 910 | 915 | 920 | 925 | 930 | 935 | 940 | 945 | 950 | 955 | 960 | 965 | 970 | 975 | 980 | 985 | 990 | 995 | 1000 | 1005 | 1010 | 1015 | 1020 | 1025 | 1030 | 1035 | 1040 | 1045 | 1050 | 1055 | 1060 | 1065 | 1070 | 1075 | 1080 | 1085 | 1090 | 1095 | 1100 | 1105 | 1110 | 1115 | 1120 | 1125 | 1130 | 1135 | 1140 | 1145 | 1150 | 1155 | 1160 | 1165 | 1170 | 1175 | 1180 | 1185 | 1190 | 1195 | 1200 | 1205 | 1210 | 1215 | 1220 | 1225 | 1230 | 1235 | 1240 | 1245 | 1250 | 1255 | 1260 | 1265 | 1270 | 1275 | 1280 | 1285 | 1290 | 1295 | 1300 | 1305 | 1310 | 1315 | 1320 | 1325 | 1330 | 1335 | 1340 | 1345 | 1350 | 1355 | 1360 | 1365 | 1370 | 1375 | 1380 | 1385 | 1390 | 1395 | 1400 | 1405 | 1410 | 1415 | 1420 | 1425 | 1430 | 1435 | 1440 | 1445 | 1450 | 1455 | 1460 | 1465 | 1470 | 1475 | 1480 | 1485 | 1490 | 1495 | 1500 | 1505 | 1510 | 1515 | 1520 | 1525 | 1530 | 1535 | 1540 | 1545 | 1550 | 1555 | 1560 | 1565 | 1570 | 1575 | 1580 | 1585 | 1590 | 1595 | 1600 | 1605 | 1610 | 1615 | 1620 | 1625 | 1630 | 1635 | 1640 | 1645 | 1650 | 1655 | 1660 | 1665 | 1670 | 1675 | 1680 | 1685 | 1690 | 1695 | 1700 | 1705 | 1710 | 1715 | 1720 | 1725 | 1730 | 1735 | 1740 | 1745 | 1750 | 1755 | 1760 | 1765 | 1770 | 1775 | 1780 | 1785 | 1790 | 1795 | 1800 | 1805 | 1810 | 1815 | 1820 | 1825 | 1830 | 1835 | 1840 | 1845 | 1850 | 1855 | 1860 | 1865 | 1870 | 1875 | 1880 | 1885 | 1890 | 1895 | 1900 | 1905 | 1910 | 1915 | 1920 | 1925 | 1930 | 1935 | 1940 | 1945 | 1950 | 1955 | 1960 | 1965 | 1970 | 1975 | 1980 | 1985 | 1990 | 1995 | 2000 | 2005 | 2010 | 2015 | 2020 | 2025 | 2030 | 2035 | 2040 | 2045 | 2050 | 2055 | 2060 | 2065 | 2070 | 2075 | 2080 | 2085 | 2090 | 2095 | 2100 | 2105 | 2110 | 2115 | 2120 | 2125 | 2130 | 2135 | 2140 | 2145 | 2150 | 2155 | 2160 | 2165 | 2170 | 2175 | 2180 | 2185 | 2190 | 2195 | 2200 | 2205 | 2210 | 2215 | 2220 | 2225 | 2230 | 2235 | 2240 | 2245 | 2250 | 2255 | 2260 | 2265 | 2270 | 2275 | 2280 | 2285 | 2290 | 2295 | 2300 | 2305 | 2310 | 2315 | 2320 | 2325 | 2330 | 2335 | 2340 | 2345 | 2350 | 2355 | 2360 | 2365 | 2370 | 2375 | 2380 | 2385 | 2390 | 2395 | 2400 | 2405 | 2410 | 2415 | 2420 | 2425 | 2430 | 2435 | 2440 | 2445 | 2450 | 2455 | 2460 | 2465 | 2470 | 2475 | 2480 | 2485 | 2490 | 2495 | 2500];
fid=fopen('water_absorption.txt' | 385: 'wb');
for i=1:length(wave)
fprintf(fid | 385: '%d %3.4g \n'; 390: wave(i); 395: data(i));
end
fclose(fid);
plot(wave | 385: data; 390: 'b-'; 395: 'linewidth'; 400: 1.5);
set(gca | 385: 'FontSize'; 390: 14);
grid on
title('water' | 385: 'fontsize'; 390: 14)
ylabel('absorption coefficient (cm^{-1})' | 385: 'fontsize'; 390: 14);
xlabel('wavelength (nm)' | 385: 'fontsize'; 390: 14);
xlim([min(wave) | 385: max(wave)]);
set(gcf | 385: 'PaperUnits'; 390: 'inches'; 395: 'PaperPosition'; 400: [0 0 6 5]);
pause
print('-dpng' | 385: '-r100'; 390: 'water_absorption.png');
close

## Fett npsq
% ***********************************************************************
% lipid_absorption.m
% ***********************************************************************
%
% Data description:
% The absorption coefficient of lipid in [cm^-1] (429-2445nm) | with a
% resolution of 5nm.
%
% Prepared by: Tenn Francis Chen on March 2011
%
% ***********************************************************************
%
% Original data source:
%
% 429-1098 nm
% R.L.P. van Veen and H.J.C.M. Sterenborg | A. Pifferi | A.
% Torricelli and R. Cubeddu | Determination of VIS- NIR absorption
% coefficients of mammalian fat | with time and spatially resolved
% diffuse reflectance and transmission spectroscopy
% OSA Annual BIOMED Topical Meeting | 2004
% Acquired by Oregon Medical Laser Center
% http://omlc.ogi.edu/spectra/fat/
%
% 1110.2-2449.5 nm
% Altshuler | Anderson and Manstein | "Method and apparatus for the
% selective targeting of lipid-rich tissue
% United States Patent | Patent No. 6 | 605 | 080 B1 | August 12 | 2003
%
% ***********************************************************************
clear all
data0=[0.08280 | 0.08216 | 0.08158 | 0.08069 | 0.07927 | 0.07832 | 0.07721 | 0.07652 | 0.07623 | 0.0756 | 0.07474 | 0.07383 | 0.07244 | 0.07104 | 0.07 | 0.06899 | 0.06811 | 0.06729 | 0.06659 | 0.06571 | 0.06464 | 0.06375 | 0.06291 | 0.0621 | 0.06135 | 0.06049 | 0.0595 | 0.05837 | 0.05751 | 0.05663 | 0.05593 | 0.05523 | 0.05413 | 0.05288 | 0.05144 | 0.04985 | 0.04846 | 0.0472 | 0.04594 | 0.04513 | 0.04434 | 0.04327 | 0.04208 | 0.04084 | 0.03961 | 0.03843 | 0.03732 | 0.03635 | 0.03534 | 0.03452 | 0.03386 | 0.03315 | 0.03261 | 0.03192 | 0.03109 | 0.03013 | 0.02919 | 0.02832 | 0.0275 | 0.02676 | 0.02597 | 0.02515 | 0.02437 | 0.02368 | 0.02298 | 0.0225 | 0.02193 | 0.02124 | 0.0206 | 0.01998 | 0.01942 | 0.01906 | 0.01875 | 0.01828 | 0.01776 | 0.01724 | 0.01683 | 0.01648 | 0.0162 | 0.01576 | 0.01534 | 0.01501 | 0.01475 | 0.01457 | 0.01432 | 0.01403 | 0.01368 | 0.0133 | 0.01298 | 0.0127 | 0.01246 | 0.01231 | 0.01211 | 0.01189 | 0.01165 | 0.01145 | 0.01132 | 0.01113 | 0.01091 | 0.01064 | 0.01042 | 0.01031 | 0.01017 | 0.01002 | 0.00991 | 0.00984 | 0.00978 | 0.0097 | 0.00951 | 0.00929 | 0.00913 | 0.00896 | 0.0088 | 0.00864 | 0.00849 | 0.0084 | 0.00833 | 0.00828 | 0.00822 | 0.00805 | 0.00785 | 0.00773 | 0.00763 | 0.0076 | 0.00757 | 0.00746 | 0.00733 | 0.00724 | 0.00718 | 0.0071 | 0.00704 | 0.00698 | 0.0069 | 0.00682 | 0.00673 | 0.00662 | 0.00653 | 0.00647 | 0.00641 | 0.00636 | 0.0063 | 0.00629 | 0.00633 | 0.00639 | 0.00632 | 0.00613 | 0.00589 | 0.00573 | 0.00562 | 0.00563 | 0.00566 | 0.00566 | 0.00564 | 0.00562 | 0.00562 | 0.00557 | 0.00548 | 0.00541 | 0.0053 | 0.0052 | 0.00512 | 0.00502 | 0.00493 | 0.00488 | 0.00485 | 0.00486 | 0.00487 | 0.00479 | 0.00472 | 0.00467 | 0.00462 | 0.00466 | 0.00471 | 0.00479 | 0.00487 | 0.00487 | 0.00484 | 0.0048 | 0.00475 | 0.0047 | 0.00469 | 0.00464 | 0.00458 | 0.00454 | 0.00442 | 0.00427 | 0.00422 | 0.00423 | 0.0043 | 0.00437 | 0.00435 | 0.0043 | 0.00425 | 0.00433 | 0.0044 | 0.00438 | 0.00432 | 0.00426 | 0.00424 | 0.00426 | 0.00428 | 0.00428 | 0.00429 | 0.00437 | 0.00444 | 0.0044 | 0.00431 | 0.0042 | 0.00422 | 0.00433 | 0.00446 | 0.00452 | 0.0045 | 0.00449 | 0.00453 | 0.0046 | 0.00465 | 0.00464 | 0.00464 | 0.00464 | 0.00465 | 0.00471 | 0.00472 | 0.00467 | 0.00464 | 0.00457 | 0.00448 | 0.00438 | 0.00428 | 0.00424 | 0.00422 | 0.00418 | 0.00414 | 0.00413 | 0.00414 | 0.00419 | 0.00428 | 0.00439 | 0.00447 | 0.00452 | 0.00453 | 0.0045 | 0.00452 | 0.00457 | 0.00462 | 0.00463 | 0.00457 | 0.00446 | 0.00433 | 0.00422 | 0.00413 | 0.00406 | 0.00398 | 0.00387 | 0.00375 | 0.0037 | 0.00369 | 0.00366 | 0.00361 | 0.00354 | 0.00348 | 0.00342 | 0.00338 | 0.00335 | 0.00331 | 0.00328 | 0.00324 | 0.00321 | 0.00324 | 0.00327 | 0.00325 | 0.00323 | 0.0032 | 0.00319 | 0.00322 | 0.00326 | 0.00323 | 0.00318 | 0.00313 | 0.0031 | 0.00311 | 0.00315 | 0.0032 | 0.00321 | 0.0032 | 0.00321 | 0.00326 | 0.00334 | 0.00343 | 0.00351 | 0.00358 | 0.00367 | 0.00376 | 0.00383 | 0.0039 | 0.00401 | 0.00415 | 0.0043 | 0.00447 | 0.00463 | 0.0048 | 0.00499 | 0.00516 | 0.00535 | 0.00552 | 0.00564 | 0.00576 | 0.00589 | 0.006 | 0.00616 | 0.00636 | 0.00654 | 0.0068 | 0.00707 | 0.00735 | 0.00768 | 0.00801 | 0.00837 | 0.00874 | 0.00908 | 0.00941 | 0.00972 | 0.01001 | 0.0103 | 0.01059 | 0.01089 | 0.0112 | 0.01155 | 0.0119 | 0.01227 | 0.01258 | 0.01278 | 0.01289 | 0.0129 | 0.01273 | 0.01249 | 0.01206 | 0.01153 | 0.01089 | 0.01021 | 0.00948 | 0.00871 | 0.00793 | 0.00719 | 0.00653 | 0.00596 | 0.00553 | 0.00515 | 0.00481 | 0.00451 | 0.00426 | 0.00409 | 0.00391 | 0.00378 | 0.00366 | 0.0036 | 0.00357 | 0.00355 | 0.00353 | 0.00349 | 0.00346 | 0.00346 | 0.00347 | 0.00347 | 0.00347 | 0.00352 | 0.00359 | 0.00369 | 0.00379 | 0.00387 | 0.00393 | 0.00403 | 0.00413 | 0.00424 | 0.00434 | 0.00442 | 0.00454 | 0.00467 | 0.00482 | 0.00497 | 0.00511 | 0.00527 | 0.00547 | 0.00567 | 0.00583 | 0.00594 | 0.00603 | 0.00615 | 0.00633 | 0.00654 | 0.00674 | 0.00691 | 0.00708 | 0.00724 | 0.0074 | 0.00758 | 0.00775 | 0.00786 | 0.00796 | 0.00799 | 0.00802 | 0.00803 | 0.00803 | 0.00801 | 0.00794 | 0.00785 | 0.00775 | 0.00764 | 0.00757 | 0.00751 | 0.00739 | 0.00726 | 0.00715 | 0.00703 | 0.00692 | 0.00685 | 0.00678 | 0.00669 | 0.00661 | 0.00651 | 0.00643 | 0.00637 | 0.00633 | 0.00632 | 0.00631 | 0.00633 | 0.00639 | 0.00647 | 0.00656 | 0.00662 | 0.00666 | 0.00674 | 0.0068 | 0.0069 | 0.00705 | 0.00724 | 0.00751 | 0.00786 | 0.00822 | 0.0086 | 0.00899 | 0.00938 | 0.00979 | 0.01022 | 0.01074 | 0.01133 | 0.01198 | 0.01264 | 0.01345 | 0.0143 | 0.01527 | 0.01636 | 0.01752 | 0.01867 | 0.01992 | 0.02121 | 0.02262 | 0.02414 | 0.02581 | 0.02754 | 0.02932 | 0.03116 | 0.03305 | 0.03491 | 0.03674 | 0.03833 | 0.03983 | 0.04121 | 0.04256 | 0.04384 | 0.04506 | 0.04633 | 0.04766 | 0.04915 | 0.05078 | 0.05267 | 0.05472 | 0.05721 | 0.05994 | 0.06316 | 0.06663 | 0.07046 | 0.07438 | 0.07837 | 0.08234 | 0.08621 | 0.08994 | 0.09354 | 0.09683 | 0.1 | 0.1032 | 0.1065 | 0.1099 | 0.1133 | 0.1167 | 0.12 | 0.1231 | 0.126 | 0.1282 | 0.1299 | 0.1307 | 0.131 | 0.1299 | 0.1283 | 0.1253 | 0.1218 | 0.1175 | 0.1126 | 0.107 | 0.1008 | 0.09433 | 0.08754 | 0.08088 | 0.07446 | 0.06822 | 0.0625 | 0.05704 | 0.05234 | 0.04802 | 0.04445 | 0.04109 | 0.03799 | 0.03519 | 0.03274 | 0.03046 | 0.02852 | 0.02666 | 0.02504 | 0.02358 | 0.02242 | 0.02133 | 0.02047 | 0.01975 | 0.01917 | 0.0186 | 0.01808 | 0.01753 | 0.01693 | 0.01639 | 0.01589 | 0.01554 | 0.01528 | 0.0151 | 0.01491 | 0.01463 | 0.01431 | 0.01413 | 0.01408 | 0.01414 | 0.01421 | 0.01423 | 0.01417 | 0.01407 | 0.01406 | 0.0142 | 0.01441 | 0.01481 | 0.01524 | 0.01564 | 0.01607 | 0.01652 | 0.01716 | 0.01793 | 0.01891 | 0.01994 | 0.02087 | 0.02178 | 0.02272 | 0.02366 | 0.02464 | 0.0256 | 0.02654 | 0.02751 | 0.0287 | 0.02996 | 0.03136 | 0.03282 | 0.0343 | 0.03579 | 0.03735 | 0.03894 | 0.04057 | 0.04222 | 0.04388 | 0.04554 | 0.04722 | 0.04877 | 0.05024 | 0.05152 | 0.05279 | 0.05386 | 0.05481 | 0.05561 | 0.05631 | 0.05683 | 0.05734 | 0.0579 | 0.05857 | 0.05948 | 0.0605 | 0.06164 | 0.06274 | 0.06389 | 0.06503 | 0.0661 | 0.06717 | 0.06799 | 0.06871 | 0.06926 | 0.0697 | 0.07004 | 0.07029 | 0.07018 | 0.06998 | 0.06967 | 0.06904 | 0.0685 | 0.06792 | 0.06719 | 0.06662 | 0.06596 | 0.06504 | 0.06419 | 0.06348 | 0.06281 | 0.06212 | 0.06139 | 0.06045 | 0.05948 | 0.05867 | 0.05789 | 0.05705 | 0.05616 | 0.05534 | 0.05445 | 0.05364 | 0.05303 | 0.05259 | 0.05224 | 0.0518 | 0.05121 | 0.05065 | 0.05032 | 0.05025 | 0.05015 | 0.05005 | 0.04947 | 0.04878 | 0.04851 | 0.04841 | 0.04816 | 0.04811 | 0.04813 | 0.04798 | 0.04816 | 0.04804 | 0.04763 | 0.04755 | 0.04762 | 0.04771 | 0.04797 | 0.04801 | 0.0478 | 0.04783 | 0.04783 | 0.0479 | 0.04837 | 0.04876 | 0.04892 | 0.04911 | 0.0134 | 0.0692 | 0.0802 | 0.5788 | 0.745 | 1.4911 | 1.6564 | 0.2832 | 0.1301 | 0.1274 | 0.061 | 0.0737 | 0.0737 | 0.211 | 0.4312 | 1.1109 | 0.9389 | 1.1345 | 0.4593 | 0.3964 | 0.2953 | 0.2549 | 0.2603 | 0.2247 | 0.171 | 0.1605 | 0.1639 | 0.1539 | 0.3722 | 1.0878 | 8.7225 | 10.5398 | 5.4919 | 7.2185 | 4.0914 | 2.8021 | 1.9191 | 2.2235 | 1.4911 | 2.2707 | 1.9191 | 2.1772 | 1.8792 | 1.6916 | 2.0016 | 1.7643 | 1.8401 | 1.622 | 1.8018 | 1.4601 | 3.1789 | 2.2707 | 2.2707 | 1.8401 | 2.1772 | 4.2671 | 45.9304 | 27.7282 | 45.9304 | 32.1255 | 34.2174 | 31.457 | 25.4913];
wave0 = [429 | 430 | 431 | 432 | 433 | 434 | 435 | 436 | 437 | 438 | 439 | 440 | 441 | 442 | 443 | 444 | 445 | 446 | 447 | 448 | 449 | 450 | 451 | 452 | 453 | 454 | 455 | 456 | 457 | 458 | 459 | 460 | 461 | 462 | 463 | 464 | 465 | 466 | 467 | 468 | 469 | 470 | 471 | 472 | 473 | 474 | 475 | 476 | 477 | 478 | 479 | 480 | 481 | 482 | 483 | 484 | 485 | 486 | 487 | 488 | 489 | 490 | 491 | 492 | 493 | 494 | 495 | 496 | 497 | 498 | 499 | 500 | 501 | 502 | 503 | 504 | 505 | 506 | 507 | 508 | 509 | 510 | 511 | 512 | 513 | 514 | 515 | 516 | 517 | 518 | 519 | 520 | 521 | 522 | 523 | 524 | 525 | 526 | 527 | 528 | 529 | 530 | 531 | 532 | 533 | 534 | 535 | 536 | 537 | 538 | 539 | 540 | 541 | 542 | 543 | 544 | 545 | 546 | 547 | 548 | 549 | 550 | 551 | 552 | 553 | 554 | 555 | 556 | 557 | 558 | 559 | 560 | 561 | 562 | 563 | 564 | 565 | 566 | 567 | 568 | 569 | 570 | 571 | 572 | 573 | 574 | 575 | 576 | 577 | 578 | 579 | 580 | 581 | 582 | 583 | 584 | 585 | 586 | 587 | 588 | 589 | 590 | 591 | 592 | 593 | 594 | 595 | 596 | 597 | 598 | 599 | 600 | 601 | 602 | 603 | 604 | 605 | 606 | 607 | 608 | 609 | 610 | 611 | 612 | 613 | 614 | 615 | 616 | 617 | 618 | 619 | 620 | 621 | 622 | 623 | 624 | 625 | 626 | 627 | 628 | 629 | 630 | 631 | 632 | 633 | 634 | 635 | 636 | 637 | 638 | 639 | 640 | 641 | 642 | 643 | 644 | 645 | 646 | 647 | 648 | 649 | 650 | 651 | 652 | 653 | 654 | 655 | 656 | 657 | 658 | 659 | 660 | 661 | 662 | 663 | 664 | 665 | 666 | 667 | 668 | 669 | 670 | 671 | 672 | 673 | 674 | 675 | 676 | 677 | 678 | 679 | 680 | 681 | 682 | 683 | 684 | 685 | 686 | 687 | 688 | 689 | 690 | 691 | 692 | 693 | 694 | 695 | 696 | 697 | 698 | 699 | 700 | 701 | 702 | 703 | 704 | 705 | 706 | 707 | 708 | 709 | 710 | 711 | 712 | 713 | 714 | 715 | 716 | 717 | 718 | 719 | 720 | 721 | 722 | 723 | 724 | 725 | 726 | 727 | 728 | 729 | 730 | 731 | 732 | 733 | 734 | 735 | 736 | 737 | 738 | 739 | 740 | 741 | 742 | 743 | 744 | 745 | 746 | 747 | 748 | 749 | 750 | 751 | 752 | 753 | 754 | 755 | 756 | 757 | 758 | 759 | 760 | 761 | 762 | 763 | 764 | 765 | 766 | 767 | 768 | 769 | 770 | 771 | 772 | 773 | 774 | 775 | 776 | 777 | 778 | 779 | 780 | 781 | 782 | 783 | 784 | 785 | 786 | 787 | 788 | 789 | 790 | 791 | 792 | 793 | 794 | 795 | 796 | 797 | 798 | 799 | 800 | 801 | 802 | 803 | 804 | 805 | 806 | 807 | 808 | 809 | 810 | 811 | 812 | 813 | 814 | 815 | 816 | 817 | 818 | 819 | 820 | 821 | 822 | 823 | 824 | 825 | 826 | 827 | 828 | 829 | 830 | 831 | 832 | 833 | 834 | 835 | 836 | 837 | 838 | 839 | 840 | 841 | 842 | 843 | 844 | 845 | 846 | 847 | 848 | 849 | 850 | 851 | 852 | 853 | 854 | 855 | 856 | 857 | 858 | 859 | 860 | 861 | 862 | 863 | 864 | 865 | 866 | 867 | 868 | 869 | 870 | 871 | 872 | 873 | 874 | 875 | 876 | 877 | 878 | 879 | 880 | 881 | 882 | 883 | 884 | 885 | 886 | 887 | 888 | 889 | 890 | 891 | 892 | 893 | 894 | 895 | 896 | 897 | 898 | 899 | 900 | 901 | 902 | 903 | 904 | 905 | 906 | 907 | 908 | 909 | 910 | 911 | 912 | 913 | 914 | 915 | 916 | 917 | 918 | 919 | 920 | 921 | 922 | 923 | 924 | 925 | 926 | 927 | 928 | 929 | 930 | 931 | 932 | 933 | 934 | 935 | 936 | 937 | 938 | 939 | 940 | 941 | 942 | 943 | 944 | 945 | 946 | 947 | 948 | 949 | 950 | 951 | 952 | 953 | 954 | 955 | 956 | 957 | 958 | 959 | 960 | 961 | 962 | 963 | 964 | 965 | 966 | 967 | 968 | 969 | 970 | 971 | 972 | 973 | 974 | 975 | 976 | 977 | 978 | 979 | 980 | 981 | 982 | 983 | 984 | 985 | 986 | 987 | 988 | 989 | 990 | 991 | 992 | 993 | 994 | 995 | 996 | 997 | 998 | 999 | 1000 | 1001 | 1002 | 1003 | 1004 | 1005 | 1006 | 1007 | 1008 | 1009 | 1010 | 1011 | 1012 | 1013 | 1014 | 1015 | 1016 | 1017 | 1018 | 1019 | 1020 | 1021 | 1022 | 1023 | 1024 | 1025 | 1026 | 1027 | 1028 | 1029 | 1030 | 1031 | 1032 | 1033 | 1034 | 1035 | 1036 | 1037 | 1038 | 1039 | 1040 | 1041 | 1042 | 1043 | 1044 | 1045 | 1046 | 1047 | 1048 | 1049 | 1050 | 1051 | 1052 | 1053 | 1054 | 1055 | 1056 | 1057 | 1058 | 1059 | 1060 | 1061 | 1062 | 1063 | 1064 | 1065 | 1066 | 1067 | 1068 | 1069 | 1070 | 1071 | 1072 | 1073 | 1074 | 1075 | 1076 | 1077 | 1078 | 1079 | 1080 | 1081 | 1082 | 1083 | 1084 | 1085 | 1086 | 1087 | 1088 | 1089 | 1090 | 1091 | 1092 | 1093 | 1094 | 1095 | 1096 | 1097 | 1098 | 1110.2 | 1125.5 | 1140.8 | 1167.6 | 1179.1 | 1202 | 1209.7 | 1248 | 1270.9 | 1282.4 | 1316.8 | 1332.1 | 1343.6 | 1358.9 | 1370.4 | 1389.5 | 1401 | 1416.3 | 1466.1 | 1481.4 | 1492.9 | 1515.8 | 1523.5 | 1546.4 | 1554.1 | 1561.7 | 1584.7 | 1596.2 | 1649.7 | 1680.4 | 1703.3 | 1730.1 | 1745.4 | 1760.7 | 1783.7 | 1837.2 | 1856.4 | 1875.5 | 1883.2 | 1906.1 | 1917.6 | 1932.9 | 1971.2 | 1975 | 2005.6 | 2020.9 | 2032.4 | 2047.7 | 2059.2 | 2074.5 | 2131.9 | 2166.3 | 2174 | 2200.8 | 2216.1 | 2235.2 | 2300.3 | 2315.6 | 2342.3 | 2357.7 | 2365.3 | 2399.7 | 2449.5];
wave = 430:5:floor(wave0(end));
data = interp1(wave0 | 430: data0; 431: wave);
fid=fopen('lipid_absorption.txt' | 430: 'wb');
for i=1:length(wave)
fprintf(fid | 430: '%d %3.4g \n'; 431: wave(i); 432: data(i));
end
fclose(fid);
plot(wave | 430: data; 431: 'b-'; 432: 'linewidth'; 433: 1.5);
set(gca | 430: 'FontSize'; 431: 14);
grid on
title('lipid' | 430: 'fontsize'; 431: 14)
ylabel('absorption coefficient (cm^{-1})' | 430: 'fontsize'; 431: 14);
xlabel('wavelength (nm)' | 430: 'fontsize'; 431: 14);
xlim([min(wave) | 430: max(wave)]);
set(gcf | 430: 'PaperUnits'; 431: 'inches'; 432: 'PaperPosition'; 433: [0 0 6 5]);
pause
print('-dpng' | 430: '-r100'; 431: 'lipid_absorption.png');
close

## Fett Mix
nm | µa cm-1
430 | 0.08216
431 | 0.08158
432 | 0.08069
433 | 0.07927
434 | 0.07832
435 | 0.07721
436 | 0.07652
437 | 0.07623
438 | 0.0756
439 | 0.07474
440 | 0.07383
441 | 0.07244
442 | 0.07104
443 | 0.07
444 | 0.06899
445 | 0.06811
446 | 0.06729
447 | 0.06659
448 | 0.06571
449 | 0.06464
450 | 0.06375
451 | 0.06291
452 | 0.0621
453 | 0.06135
454 | 0.06049
455 | 0.0595
456 | 0.05837
457 | 0.05751
458 | 0.05663
459 | 0.05593
460 | 0.05523
461 | 0.05413
462 | 0.05288
463 | 0.05144
464 | 0.04985
465 | 0.04846
466 | 0.0472
467 | 0.04594
468 | 0.04513
469 | 0.04434
470 | 0.04327
471 | 0.04208
472 | 0.04084
473 | 0.03961
474 | 0.03843
475 | 0.03732
476 | 0.03635
477 | 0.03534
478 | 0.03452
479 | 0.03386
480 | 0.03315
481 | 0.03261
482 | 0.03192
483 | 0.03109
484 | 0.03013
485 | 0.02919
486 | 0.02832
487 | 0.0275
488 | 0.02676
489 | 0.02597
490 | 0.02515
491 | 0.02437
492 | 0.02368
493 | 0.02298
494 | 0.0225
495 | 0.02193
496 | 0.02124
497 | 0.0206
498 | 0.01998
499 | 0.01942
500 | 0.01906
501 | 0.01875
502 | 0.01828
503 | 0.01776
504 | 0.01724
505 | 0.01683
506 | 0.01648
507 | 0.0162
508 | 0.01576
509 | 0.01534
510 | 0.01501
511 | 0.01475
512 | 0.01457
513 | 0.01432
514 | 0.01403
515 | 0.01368
516 | 0.0133
517 | 0.01298
518 | 0.0127
519 | 0.01246
520 | 0.01231
521 | 0.01211
522 | 0.01189
523 | 0.01165
524 | 0.01145
525 | 0.01132
526 | 0.01113
527 | 0.01091
528 | 0.01064
529 | 0.01042
530 | 0.01031
531 | 0.01017
532 | 0.01002
533 | 0.00991
534 | 0.00984
535 | 0.00978
536 | 0.0097
537 | 0.00951
538 | 0.00929
539 | 0.00913
540 | 0.00896
541 | 0.0088
542 | 0.00864
543 | 0.00849
544 | 0.0084
545 | 0.00833
546 | 0.00828
547 | 0.00822
548 | 0.00805
549 | 0.00785
550 | 0.00773
551 | 0.00763
552 | 0.0076
553 | 0.00757
554 | 0.00746
555 | 0.00733
556 | 0.00724
557 | 0.00718
558 | 0.0071
559 | 0.00704
560 | 0.00698
561 | 0.0069
562 | 0.00682
563 | 0.00673
564 | 0.00662
565 | 0.00653
566 | 0.00647
567 | 0.00641
568 | 0.00636
569 | 0.0063
570 | 0.00629
571 | 0.00633
572 | 0.00639
573 | 0.00632
574 | 0.00613
575 | 0.00589
576 | 0.00573
577 | 0.00562
578 | 0.00563
579 | 0.00566
580 | 0.00566
581 | 0.00564
582 | 0.00562
583 | 0.00562
584 | 0.00557
585 | 0.00548
586 | 0.00541
587 | 0.0053
588 | 0.0052
589 | 0.00512
590 | 0.00502
591 | 0.00493
592 | 0.00488
593 | 0.00485
594 | 0.00486
595 | 0.00487
596 | 0.00479
597 | 0.00472
598 | 0.00467
599 | 0.00462
600 | 0.00466
601 | 0.00471
602 | 0.00479
603 | 0.00487
604 | 0.00487
605 | 0.00484
606 | 0.0048
607 | 0.00475
608 | 0.0047
609 | 0.00469
610 | 0.00464
611 | 0.00458
612 | 0.00454
613 | 0.00442
614 | 0.00427
615 | 0.00422
616 | 0.00423
617 | 0.0043
618 | 0.00437
619 | 0.00435
620 | 0.0043
621 | 0.00425
622 | 0.00433
623 | 0.0044
624 | 0.00438
625 | 0.00432
626 | 0.00426
627 | 0.00424
628 | 0.00426
629 | 0.00428
630 | 0.00428
631 | 0.00429
632 | 0.00437
633 | 0.00444
634 | 0.0044
635 | 0.00431
636 | 0.0042
637 | 0.00422
638 | 0.00433
639 | 0.00446
640 | 0.00452
641 | 0.0045
642 | 0.00449
643 | 0.00453
644 | 0.0046
645 | 0.00465
646 | 0.00464
647 | 0.00464
648 | 0.00464
649 | 0.00465
650 | 0.00471
651 | 0.00472
652 | 0.00467
653 | 0.00464
654 | 0.00457
655 | 0.00448
656 | 0.00438
657 | 0.00428
658 | 0.00424
659 | 0.00422
660 | 0.00418
661 | 0.00414
662 | 0.00413
663 | 0.00414
664 | 0.00419
665 | 0.00428
666 | 0.00439
667 | 0.00447
668 | 0.00452
669 | 0.00453
670 | 0.0045
671 | 0.00452
672 | 0.00457
673 | 0.00462
674 | 0.00463
675 | 0.00457
676 | 0.00446
677 | 0.00433
678 | 0.00422
679 | 0.00413
680 | 0.00406
681 | 0.00398
682 | 0.00387
683 | 0.00375
684 | 0.0037
685 | 0.00369
686 | 0.00366
687 | 0.00361
688 | 0.00354
689 | 0.00348
690 | 0.00342
691 | 0.00338
692 | 0.00335
693 | 0.00331
694 | 0.00328
695 | 0.00324
696 | 0.00321
697 | 0.00324
698 | 0.00327
699 | 0.00325
700 | 0.00323
701 | 0.0032
702 | 0.00319
703 | 0.00322
704 | 0.00326
705 | 0.00323
706 | 0.00318
707 | 0.00313
708 | 0.0031
709 | 0.00311
710 | 0.00315
711 | 0.0032
712 | 0.00321
713 | 0.0032
714 | 0.00321
715 | 0.00326
716 | 0.00334
717 | 0.00343
718 | 0.00351
719 | 0.00358
720 | 0.00367
721 | 0.00376
722 | 0.00383
723 | 0.0039
724 | 0.00401
725 | 0.00415
726 | 0.0043
727 | 0.00447
728 | 0.00463
729 | 0.0048
730 | 0.00499
731 | 0.00516
732 | 0.00535
733 | 0.00552
734 | 0.00564
735 | 0.00576
736 | 0.00589
737 | 0.006
738 | 0.00616
739 | 0.00636
740 | 0.00654
741 | 0.0068
742 | 0.00707
743 | 0.00735
744 | 0.00768
745 | 0.00801
746 | 0.00837
747 | 0.00874
748 | 0.00908
749 | 0.00941
750 | 0.00972
751 | 0.01001
752 | 0.0103
753 | 0.01059
754 | 0.01089
755 | 0.0112
756 | 0.01155
757 | 0.0119
758 | 0.01227
759 | 0.01258
760 | 0.01278
761 | 0.01289
762 | 0.0129
763 | 0.01273
764 | 0.01249
765 | 0.01206
766 | 0.01153
767 | 0.01089
768 | 0.01021
769 | 0.00948
770 | 0.00871
771 | 0.00793
772 | 0.00719
773 | 0.00653
774 | 0.00596
775 | 0.00553
776 | 0.00515
777 | 0.00481
778 | 0.00451
779 | 0.00426
780 | 0.00409
781 | 0.00391
782 | 0.00378
783 | 0.00366
784 | 0.0036
785 | 0.00357
786 | 0.00355
787 | 0.00353
788 | 0.00349
789 | 0.00346
790 | 0.00346
791 | 0.00347
792 | 0.00347
793 | 0.00347
794 | 0.00352
795 | 0.00359
796 | 0.00369
797 | 0.00379
798 | 0.00387
799 | 0.00393
800 | 0.00403
801 | 0.00413
802 | 0.00424
803 | 0.00434
804 | 0.00442
805 | 0.00454
806 | 0.00467
807 | 0.00482
808 | 0.00497
809 | 0.00511
810 | 0.00527
811 | 0.00547
812 | 0.00567
813 | 0.00583
814 | 0.00594
815 | 0.00603
816 | 0.00615
817 | 0.00633
818 | 0.00654
819 | 0.00674
820 | 0.00691
821 | 0.00708
822 | 0.00724
823 | 0.0074
824 | 0.00758
825 | 0.00775
826 | 0.00786
827 | 0.00796
828 | 0.00799
829 | 0.00802
830 | 0.00803
831 | 0.00803
832 | 0.00801
833 | 0.00794
834 | 0.00785
835 | 0.00775
836 | 0.00764
837 | 0.00757
838 | 0.00751
839 | 0.00739
840 | 0.00726
841 | 0.00715
842 | 0.00703
843 | 0.00692
844 | 0.00685
845 | 0.00678
846 | 0.00669
847 | 0.00661
848 | 0.00651
849 | 0.00643
850 | 0.00637
851 | 0.00633
852 | 0.00632
853 | 0.00631
854 | 0.00633
855 | 0.00639
856 | 0.00647
857 | 0.00656
858 | 0.00662
859 | 0.00666
860 | 0.00674
861 | 0.0068
862 | 0.0069
863 | 0.00705
864 | 0.00724
865 | 0.00751
866 | 0.00786
867 | 0.00822
868 | 0.0086
869 | 0.00899
870 | 0.00938
871 | 0.00979
872 | 0.01022
873 | 0.01074
874 | 0.01133
875 | 0.01198
876 | 0.01264
877 | 0.01345
878 | 0.0143
879 | 0.01527
880 | 0.01636
881 | 0.01752
882 | 0.01867
883 | 0.01992
884 | 0.02121
885 | 0.02262
886 | 0.02414
887 | 0.02581
888 | 0.02754
889 | 0.02932
890 | 0.03116
891 | 0.03305
892 | 0.03491
893 | 0.03674
894 | 0.03833
895 | 0.03983
896 | 0.04121
897 | 0.04256
898 | 0.04384
899 | 0.04506
900 | 0.04633
901 | 0.04766
902 | 0.04915
903 | 0.05078
904 | 0.05267
905 | 0.05472
906 | 0.05721
907 | 0.05994
908 | 0.06316
909 | 0.06663
910 | 0.07046
911 | 0.07438
912 | 0.07837
913 | 0.08234
914 | 0.08621
915 | 0.08994
916 | 0.09354
917 | 0.09683
918 | 0.1
919 | 0.1032
920 | 0.1065
921 | 0.1099
922 | 0.1133
923 | 0.1167
924 | 0.12
925 | 0.1231
926 | 0.126
927 | 0.1282
928 | 0.1299
929 | 0.1307
930 | 0.131
931 | 0.1299
932 | 0.1283
933 | 0.1253
934 | 0.1218
935 | 0.1175
936 | 0.1126
937 | 0.107
938 | 0.1008
939 | 0.09433
940 | 0.08754
941 | 0.08088
942 | 0.07446
943 | 0.06822
944 | 0.0625
945 | 0.05704
946 | 0.05234
947 | 0.04802
948 | 0.04445
949 | 0.04109
950 | 0.03799
951 | 0.03519
952 | 0.03274
953 | 0.03046
954 | 0.02852
955 | 0.02666
956 | 0.02504
957 | 0.02358
958 | 0.02242
959 | 0.02133
960 | 0.02047
961 | 0.01975
962 | 0.01917
963 | 0.0186
964 | 0.01808
965 | 0.01753
966 | 0.01693
967 | 0.01639
968 | 0.01589
969 | 0.01554
970 | 0.01528
971 | 0.0151
972 | 0.01491
973 | 0.01463
974 | 0.01431
975 | 0.01413
976 | 0.01408
977 | 0.01414
978 | 0.01421
979 | 0.01423
980 | 0.01417
981 | 0.01407
982 | 0.01406
983 | 0.0142
984 | 0.01441
985 | 0.01481
986 | 0.01524
987 | 0.01564
988 | 0.01607
989 | 0.01652
990 | 0.01716
991 | 0.01793
992 | 0.01891
993 | 0.01994
994 | 0.02087
995 | 0.02178
996 | 0.02272
997 | 0.02366
998 | 0.02464
999 | 0.0256
1000 | 0.02654
1001 | 0.02751
1002 | 0.0287
1003 | 0.02996
1004 | 0.03136
1005 | 0.03282
1006 | 0.0343
1007 | 0.03579
1008 | 0.03735
1009 | 0.03894
1010 | 0.04057
1011 | 0.04222
1012 | 0.04388
1013 | 0.04554
1014 | 0.04722
1015 | 0.04877
1016 | 0.05024
1017 | 0.05152
1018 | 0.05279
1019 | 0.05386
1020 | 0.05481
1021 | 0.05561
1022 | 0.05631
1023 | 0.05683
1024 | 0.05734
1025 | 0.0579
1026 | 0.05857
1027 | 0.05948
1028 | 0.0605
1029 | 0.06164
1030 | 0.06274
1031 | 0.06389
1032 | 0.06503
1033 | 0.0661
1034 | 0.06717
1035 | 0.06799
1036 | 0.06871
1037 | 0.06926
1038 | 0.0697
1039 | 0.07004
1040 | 0.07029
1041 | 0.07018
1042 | 0.06998
1043 | 0.06967
1044 | 0.06904
1045 | 0.0685
1046 | 0.06792
1047 | 0.06719
1048 | 0.06662
1049 | 0.06596
1050 | 0.06504
1051 | 0.06419
1052 | 0.06348
1053 | 0.06281
1054 | 0.06212
1055 | 0.06139
1056 | 0.06045
1057 | 0.05948
1058 | 0.05867
1059 | 0.05789
1060 | 0.05705
1061 | 0.05616
1062 | 0.05534
1063 | 0.05445
1064 | 0.05364
1065 | 0.05303
1066 | 0.05259
1067 | 0.05224
1068 | 0.0518
1069 | 0.05121
1070 | 0.05065
1071 | 0.05032
1072 | 0.05025
1073 | 0.05015
1074 | 0.05005
1075 | 0.04947
1076 | 0.04878
1077 | 0.04851
1078 | 0.04841
1079 | 0.04816
1080 | 0.04811
1081 | 0.04813
1082 | 0.04798
1083 | 0.04816
1084 | 0.04804
1085 | 0.04763
1086 | 0.04755
1087 | 0.04762
1088 | 0.04771
1089 | 0.04797
1090 | 0.04801
1091 | 0.0478
1092 | 0.04783
1093 | 0.04783
1094 | 0.0479
1095 | 0.04837
1096 | 0.04876
1097 | 0.04892
1098 | 0.04911
1110.2 | 0.0134
1125.5 | 0.0692
1140.8 | 0.0802
1167.6 | 0.5788
1179.1 | 0.745
1202 | 1.4911
1209.7 | 1.6564
1248 | 0.2832
1270.9 | 0.1301
1282.4 | 0.1274
1316.8 | 0.061
1332.1 | 0.0737
1343.6 | 0.0737
1358.9 | 0.211
1370.4 | 0.4312
1389.5 | 1.1109
1401 | 0.9389
1416.3 | 1.1345
1466.1 | 0.4593
1481.4 | 0.3964
1492.9 | 0.2953
1515.8 | 0.2549
1523.5 | 0.2603
1546.4 | 0.2247
1554.1 | 0.171
1561.7 | 0.1605
1584.7 | 0.1639
1596.2 | 0.1539
1649.7 | 0.3722
1680.4 | 1.0878
1703.3 | 8.7225
1730.1 | 10.5398
1745.4 | 5.4919
1760.7 | 7.2185
1783.7 | 4.0914
1837.2 | 2.8021
1856.4 | 1.9191
1875.5 | 2.2235
1883.2 | 1.4911
1906.1 | 2.2707
1917.6 | 1.9191
1932.9 | 2.1772
1971.2 | 1.8792
1975 | 1.6916
2005.6 | 2.0016
2020.9 | 1.7643
2032.4 | 1.8401
2047.7 | 1.622
2059.2 | 1.8018
2074.5 | 1.4601
2131.9 | 3.1789
2166.3 | 2.2707
2174 | 2.2707
2200.8 | 1.8401
2216.1 | 2.1772
2235.2 | 4.2671
2300.3 | 45.9304
2315.6 | 27.7282
2342.3 | 45.9304
2357.7 | 32.1255
2365.3 | 34.2174
2399.7 | 31.457
2449.5]; | 25.4913];

## Fett omlc
# R.L.P. van Veen and H.J.C.M. Sterenborg, A. Pifferi, A. Torricelli and R. Cubeddu
#Determination of VIS- NIR absorption coefficients of mammalian fat, with time-
#and spatially resolved diffuse reflectance and transmission spectroscopy
#OSA Annual BIOMED Topical Meeting, 2004.
nm | mu_a
429 | 8.28 | 0.0828
430 | 8.216 | 0.08216
431 | 8.158 | 0.08158
432 | 8.069 | 0.08069
433 | 7.927 | 0.07927
434 | 7.832 | 0.07832
435 | 7.721 | 0.07721
436 | 7.652 | 0.07652
437 | 7.623 | 0.07623
438 | 7.56 | 0.0756
439 | 7.474 | 0.07474
440 | 7.383 | 0.07383
441 | 7.244 | 0.07244
442 | 7.104 | 0.07104
443 | 7 | 0.07
444 | 6.899 | 0.06899
445 | 6.811 | 0.06811
446 | 6.729 | 0.06729
447 | 6.659 | 0.06659
448 | 6.571 | 0.06571
449 | 6.464 | 0.06464
450 | 6.375 | 0.06375
451 | 6.291 | 0.06291
452 | 6.21 | 0.0621
453 | 6.135 | 0.06135
454 | 6.049 | 0.06049
455 | 5.95 | 0.0595
456 | 5.837 | 0.05837
457 | 5.751 | 0.05751
458 | 5.663 | 0.05663
459 | 5.593 | 0.05593
460 | 5.523 | 0.05523
461 | 5.413 | 0.05413
462 | 5.288 | 0.05288
463 | 5.144 | 0.05144
464 | 4.985 | 0.04985
465 | 4.846 | 0.04846
466 | 4.72 | 0.0472
467 | 4.594 | 0.04594
468 | 4.513 | 0.04513
469 | 4.434 | 0.04434
470 | 4.327 | 0.04327
471 | 4.208 | 0.04208
472 | 4.084 | 0.04084
473 | 3.961 | 0.03961
474 | 3.843 | 0.03843
475 | 3.732 | 0.03732
476 | 3.635 | 0.03635
477 | 3.534 | 0.03534
478 | 3.452 | 0.03452
479 | 3.386 | 0.03386
480 | 3.315 | 0.03315
481 | 3.261 | 0.03261
482 | 3.192 | 0.03192
483 | 3.109 | 0.03109
484 | 3.013 | 0.03013
485 | 2.919 | 0.02919
486 | 2.832 | 0.02832
487 | 2.75 | 0.0275
488 | 2.676 | 0.02676
489 | 2.597 | 0.02597
490 | 2.515 | 0.02515
491 | 2.437 | 0.02437
492 | 2.368 | 0.02368
493 | 2.298 | 0.02298
494 | 2.25 | 0.0225
495 | 2.193 | 0.02193
496 | 2.124 | 0.02124
497 | 2.06 | 0.0206
498 | 1.998 | 0.01998
499 | 1.942 | 0.01942
500 | 1.906 | 0.01906
501 | 1.875 | 0.01875
502 | 1.828 | 0.01828
503 | 1.776 | 0.01776
504 | 1.724 | 0.01724
505 | 1.683 | 0.01683
506 | 1.648 | 0.01648
507 | 1.62 | 0.0162
508 | 1.576 | 0.01576
509 | 1.534 | 0.01534
510 | 1.501 | 0.01501
511 | 1.475 | 0.01475
512 | 1.457 | 0.01457
513 | 1.432 | 0.01432
514 | 1.403 | 0.01403
515 | 1.368 | 0.01368
516 | 1.33 | 0.0133
517 | 1.298 | 0.01298
518 | 1.27 | 0.0127
519 | 1.246 | 0.01246
520 | 1.231 | 0.01231
521 | 1.211 | 0.01211
522 | 1.189 | 0.01189
523 | 1.165 | 0.01165
524 | 1.145 | 0.01145
525 | 1.132 | 0.01132
526 | 1.113 | 0.01113
527 | 1.091 | 0.01091
528 | 1.064 | 0.01064
529 | 1.042 | 0.01042
530 | 1.031 | 0.01031
531 | 1.017 | 0.01017
532 | 1.002 | 0.01002
533 | 0.991 | 0.00991
534 | 0.984 | 0.00984
535 | 0.978 | 0.00978
536 | 0.97 | 0.0097
537 | 0.951 | 0.00951
538 | 0.929 | 0.00929
539 | 0.913 | 0.00913
540 | 0.896 | 0.00896
541 | 0.88 | 0.0088
542 | 0.864 | 0.00864
543 | 0.849 | 0.00849
544 | 0.84 | 0.0084
545 | 0.833 | 0.00833
546 | 0.828 | 0.00828
547 | 0.822 | 0.00822
548 | 0.805 | 0.00805
549 | 0.785 | 0.00785
550 | 0.773 | 0.00773
551 | 0.763 | 0.00763
552 | 0.76 | 0.0076
553 | 0.757 | 0.00757
554 | 0.746 | 0.00746
555 | 0.733 | 0.00733
556 | 0.724 | 0.00724
557 | 0.718 | 0.00718
558 | 0.71 | 0.0071
559 | 0.704 | 0.00704
560 | 0.698 | 0.00698
561 | 0.69 | 0.0069
562 | 0.682 | 0.00682
563 | 0.673 | 0.00673
564 | 0.662 | 0.00662
565 | 0.653 | 0.00653
566 | 0.647 | 0.00647
567 | 0.641 | 0.00641
568 | 0.636 | 0.00636
569 | 0.63 | 0.0063
570 | 0.629 | 0.00629
571 | 0.633 | 0.00633
572 | 0.639 | 0.00639
573 | 0.632 | 0.00632
574 | 0.613 | 0.00613
575 | 0.589 | 0.00589
576 | 0.573 | 0.00573
577 | 0.562 | 0.00562
578 | 0.563 | 0.00563
579 | 0.566 | 0.00566
580 | 0.566 | 0.00566
581 | 0.564 | 0.00564
582 | 0.562 | 0.00562
583 | 0.562 | 0.00562
584 | 0.557 | 0.00557
585 | 0.548 | 0.00548
586 | 0.541 | 0.00541
587 | 0.53 | 0.0053
588 | 0.52 | 0.0052
589 | 0.512 | 0.00512
590 | 0.502 | 0.00502
591 | 0.493 | 0.00493
592 | 0.488 | 0.00488
593 | 0.485 | 0.00485
594 | 0.486 | 0.00486
595 | 0.487 | 0.00487
596 | 0.479 | 0.00479
597 | 0.472 | 0.00472
598 | 0.467 | 0.00467
599 | 0.462 | 0.00462
600 | 0.466 | 0.00466
601 | 0.471 | 0.00471
602 | 0.479 | 0.00479
603 | 0.487 | 0.00487
604 | 0.487 | 0.00487
605 | 0.484 | 0.00484
606 | 0.48 | 0.0048
607 | 0.475 | 0.00475
608 | 0.47 | 0.0047
609 | 0.469 | 0.00469
610 | 0.464 | 0.00464
611 | 0.458 | 0.00458
612 | 0.454 | 0.00454
613 | 0.442 | 0.00442
614 | 0.427 | 0.00427
615 | 0.422 | 0.00422
616 | 0.423 | 0.00423
617 | 0.43 | 0.0043
618 | 0.437 | 0.00437
619 | 0.435 | 0.00435
620 | 0.43 | 0.0043
621 | 0.425 | 0.00425
622 | 0.433 | 0.00433
623 | 0.44 | 0.0044
624 | 0.438 | 0.00438
625 | 0.432 | 0.00432
626 | 0.426 | 0.00426
627 | 0.424 | 0.00424
628 | 0.426 | 0.00426
629 | 0.428 | 0.00428
630 | 0.428 | 0.00428
631 | 0.429 | 0.00429
632 | 0.437 | 0.00437
633 | 0.444 | 0.00444
634 | 0.44 | 0.0044
635 | 0.431 | 0.00431
636 | 0.42 | 0.0042
637 | 0.422 | 0.00422
638 | 0.433 | 0.00433
639 | 0.446 | 0.00446
640 | 0.452 | 0.00452
641 | 0.45 | 0.0045
642 | 0.449 | 0.00449
643 | 0.453 | 0.00453
644 | 0.46 | 0.0046
645 | 0.465 | 0.00465
646 | 0.464 | 0.00464
647 | 0.464 | 0.00464
648 | 0.464 | 0.00464
649 | 0.465 | 0.00465
650 | 0.471 | 0.00471
651 | 0.472 | 0.00472
652 | 0.467 | 0.00467
653 | 0.464 | 0.00464
654 | 0.457 | 0.00457
655 | 0.448 | 0.00448
656 | 0.438 | 0.00438
657 | 0.428 | 0.00428
658 | 0.424 | 0.00424
659 | 0.422 | 0.00422
660 | 0.418 | 0.00418
661 | 0.414 | 0.00414
662 | 0.413 | 0.00413
663 | 0.414 | 0.00414
664 | 0.419 | 0.00419
665 | 0.428 | 0.00428
666 | 0.439 | 0.00439
667 | 0.447 | 0.00447
668 | 0.452 | 0.00452
669 | 0.453 | 0.00453
670 | 0.45 | 0.0045
671 | 0.452 | 0.00452
672 | 0.457 | 0.00457
673 | 0.462 | 0.00462
674 | 0.463 | 0.00463
675 | 0.457 | 0.00457
676 | 0.446 | 0.00446
677 | 0.433 | 0.00433
678 | 0.422 | 0.00422
679 | 0.413 | 0.00413
680 | 0.406 | 0.00406
681 | 0.398 | 0.00398
682 | 0.387 | 0.00387
683 | 0.375 | 0.00375
684 | 0.37 | 0.0037
685 | 0.369 | 0.00369
686 | 0.366 | 0.00366
687 | 0.361 | 0.00361
688 | 0.354 | 0.00354
689 | 0.348 | 0.00348
690 | 0.342 | 0.00342
691 | 0.338 | 0.00338
692 | 0.335 | 0.00335
693 | 0.331 | 0.00331
694 | 0.328 | 0.00328
695 | 0.324 | 0.00324
696 | 0.321 | 0.00321
697 | 0.324 | 0.00324
698 | 0.327 | 0.00327
699 | 0.325 | 0.00325
700 | 0.323 | 0.00323
701 | 0.32 | 0.0032
702 | 0.319 | 0.00319
703 | 0.322 | 0.00322
704 | 0.326 | 0.00326
705 | 0.323 | 0.00323
706 | 0.318 | 0.00318
707 | 0.313 | 0.00313
708 | 0.31 | 0.0031
709 | 0.311 | 0.00311
710 | 0.315 | 0.00315
711 | 0.32 | 0.0032
712 | 0.321 | 0.00321
713 | 0.32 | 0.0032
714 | 0.321 | 0.00321
715 | 0.326 | 0.00326
716 | 0.334 | 0.00334
717 | 0.343 | 0.00343
718 | 0.351 | 0.00351
719 | 0.358 | 0.00358
720 | 0.367 | 0.00367
721 | 0.376 | 0.00376
722 | 0.383 | 0.00383
723 | 0.39 | 0.0039
724 | 0.401 | 0.00401
725 | 0.415 | 0.00415
726 | 0.43 | 0.0043
727 | 0.447 | 0.00447
728 | 0.463 | 0.00463
729 | 0.48 | 0.0048
730 | 0.499 | 0.00499
731 | 0.516 | 0.00516
732 | 0.535 | 0.00535
733 | 0.552 | 0.00552
734 | 0.564 | 0.00564
735 | 0.576 | 0.00576
736 | 0.589 | 0.00589
737 | 0.6 | 0.006
738 | 0.616 | 0.00616
739 | 0.636 | 0.00636
740 | 0.654 | 0.00654
741 | 0.68 | 0.0068
742 | 0.707 | 0.00707
743 | 0.735 | 0.00735
744 | 0.768 | 0.00768
745 | 0.801 | 0.00801
746 | 0.837 | 0.00837
747 | 0.874 | 0.00874
748 | 0.908 | 0.00908
749 | 0.941 | 0.00941
750 | 0.972 | 0.00972
751 | 1.001 | 0.01001
752 | 1.03 | 0.0103
753 | 1.059 | 0.01059
754 | 1.089 | 0.01089
755 | 1.12 | 0.0112
756 | 1.155 | 0.01155
757 | 1.19 | 0.0119
758 | 1.227 | 0.01227
759 | 1.258 | 0.01258
760 | 1.278 | 0.01278
761 | 1.289 | 0.01289
762 | 1.29 | 0.0129
763 | 1.273 | 0.01273
764 | 1.249 | 0.01249
765 | 1.206 | 0.01206
766 | 1.153 | 0.01153
767 | 1.089 | 0.01089
768 | 1.021 | 0.01021
769 | 0.948 | 0.00948
770 | 0.871 | 0.00871
771 | 0.793 | 0.00793
772 | 0.719 | 0.00719
773 | 0.653 | 0.00653
774 | 0.596 | 0.00596
775 | 0.553 | 0.00553
776 | 0.515 | 0.00515
777 | 0.481 | 0.00481
778 | 0.451 | 0.00451
779 | 0.426 | 0.00426
780 | 0.409 | 0.00409
781 | 0.391 | 0.00391
782 | 0.378 | 0.00378
783 | 0.366 | 0.00366
784 | 0.36 | 0.0036
785 | 0.357 | 0.00357
786 | 0.355 | 0.00355
787 | 0.353 | 0.00353
788 | 0.349 | 0.00349
789 | 0.346 | 0.00346
790 | 0.346 | 0.00346
791 | 0.347 | 0.00347
792 | 0.347 | 0.00347
793 | 0.347 | 0.00347
794 | 0.352 | 0.00352
795 | 0.359 | 0.00359
796 | 0.369 | 0.00369
797 | 0.379 | 0.00379
798 | 0.387 | 0.00387
799 | 0.393 | 0.00393
800 | 0.403 | 0.00403
801 | 0.413 | 0.00413
802 | 0.424 | 0.00424
803 | 0.434 | 0.00434
804 | 0.442 | 0.00442
805 | 0.454 | 0.00454
806 | 0.467 | 0.00467
807 | 0.482 | 0.00482
808 | 0.497 | 0.00497
809 | 0.511 | 0.00511
810 | 0.527 | 0.00527
811 | 0.547 | 0.00547
812 | 0.567 | 0.00567
813 | 0.583 | 0.00583
814 | 0.594 | 0.00594
815 | 0.603 | 0.00603
816 | 0.615 | 0.00615
817 | 0.633 | 0.00633
818 | 0.654 | 0.00654
819 | 0.674 | 0.00674
820 | 0.691 | 0.00691
821 | 0.708 | 0.00708
822 | 0.724 | 0.00724
823 | 0.74 | 0.0074
824 | 0.758 | 0.00758
825 | 0.775 | 0.00775
826 | 0.786 | 0.00786
827 | 0.796 | 0.00796
828 | 0.799 | 0.00799
829 | 0.802 | 0.00802
830 | 0.803 | 0.00803
831 | 0.803 | 0.00803
832 | 0.801 | 0.00801
833 | 0.794 | 0.00794
834 | 0.785 | 0.00785
835 | 0.775 | 0.00775
836 | 0.764 | 0.00764
837 | 0.757 | 0.00757
838 | 0.751 | 0.00751
839 | 0.739 | 0.00739
840 | 0.726 | 0.00726
841 | 0.715 | 0.00715
842 | 0.703 | 0.00703
843 | 0.692 | 0.00692
844 | 0.685 | 0.00685
845 | 0.678 | 0.00678
846 | 0.669 | 0.00669
847 | 0.661 | 0.00661
848 | 0.651 | 0.00651
849 | 0.643 | 0.00643
850 | 0.637 | 0.00637
851 | 0.633 | 0.00633
852 | 0.632 | 0.00632
853 | 0.631 | 0.00631
854 | 0.633 | 0.00633
855 | 0.639 | 0.00639
856 | 0.647 | 0.00647
857 | 0.656 | 0.00656
858 | 0.662 | 0.00662
859 | 0.666 | 0.00666
860 | 0.674 | 0.00674
861 | 0.68 | 0.0068
862 | 0.69 | 0.0069
863 | 0.705 | 0.00705
864 | 0.724 | 0.00724
865 | 0.751 | 0.00751
866 | 0.786 | 0.00786
867 | 0.822 | 0.00822
868 | 0.86 | 0.0086
869 | 0.899 | 0.00899
870 | 0.938 | 0.00938
871 | 0.979 | 0.00979
872 | 1.022 | 0.01022
873 | 1.074 | 0.01074
874 | 1.133 | 0.01133
875 | 1.198 | 0.01198
876 | 1.264 | 0.01264
877 | 1.345 | 0.01345
878 | 1.43 | 0.0143
879 | 1.527 | 0.01527
880 | 1.636 | 0.01636
881 | 1.752 | 0.01752
882 | 1.867 | 0.01867
883 | 1.992 | 0.01992
884 | 2.121 | 0.02121
885 | 2.262 | 0.02262
886 | 2.414 | 0.02414
887 | 2.581 | 0.02581
888 | 2.754 | 0.02754
889 | 2.932 | 0.02932
890 | 3.116 | 0.03116
891 | 3.305 | 0.03305
892 | 3.491 | 0.03491
893 | 3.674 | 0.03674
894 | 3.833 | 0.03833
895 | 3.983 | 0.03983
896 | 4.121 | 0.04121
897 | 4.256 | 0.04256
898 | 4.384 | 0.04384
899 | 4.506 | 0.04506
900 | 4.633 | 0.04633
901 | 4.766 | 0.04766
902 | 4.915 | 0.04915
903 | 5.078 | 0.05078
904 | 5.267 | 0.05267
905 | 5.472 | 0.05472
906 | 5.721 | 0.05721
907 | 5.994 | 0.05994
908 | 6.316 | 0.06316
909 | 6.663 | 0.06663
910 | 7.046 | 0.07046
911 | 7.438 | 0.07438
912 | 7.837 | 0.07837
913 | 8.234 | 0.08234
914 | 8.621 | 0.08621
915 | 8.994 | 0.08994
916 | 9.354 | 0.09354
917 | 9.683 | 0.09683
918 | 10 | 0.1
919 | 10.32 | 0.1032
920 | 10.65 | 0.1065
921 | 10.99 | 0.1099
922 | 11.33 | 0.1133
923 | 11.67 | 0.1167
924 | 12 | 0.12
925 | 12.31 | 0.1231
926 | 12.6 | 0.126
927 | 12.82 | 0.1282
928 | 12.99 | 0.1299
929 | 13.07 | 0.1307
930 | 13.1 | 0.131
931 | 12.99 | 0.1299
932 | 12.83 | 0.1283
933 | 12.53 | 0.1253
934 | 12.18 | 0.1218
935 | 11.75 | 0.1175
936 | 11.26 | 0.1126
937 | 10.7 | 0.107
938 | 10.08 | 0.1008
939 | 9.433 | 0.09433
940 | 8.754 | 0.08754
941 | 8.088 | 0.08088
942 | 7.446 | 0.07446
943 | 6.822 | 0.06822
944 | 6.25 | 0.0625
945 | 5.704 | 0.05704
946 | 5.234 | 0.05234
947 | 4.802 | 0.04802
948 | 4.445 | 0.04445
949 | 4.109 | 0.04109
950 | 3.799 | 0.03799
951 | 3.519 | 0.03519
952 | 3.274 | 0.03274
953 | 3.046 | 0.03046
954 | 2.852 | 0.02852
955 | 2.666 | 0.02666
956 | 2.504 | 0.02504
957 | 2.358 | 0.02358
958 | 2.242 | 0.02242
959 | 2.133 | 0.02133
960 | 2.047 | 0.02047
961 | 1.975 | 0.01975
962 | 1.917 | 0.01917
963 | 1.86 | 0.0186
964 | 1.808 | 0.01808
965 | 1.753 | 0.01753
966 | 1.693 | 0.01693
967 | 1.639 | 0.01639
968 | 1.589 | 0.01589
969 | 1.554 | 0.01554
970 | 1.528 | 0.01528
971 | 1.51 | 0.0151
972 | 1.491 | 0.01491
973 | 1.463 | 0.01463
974 | 1.431 | 0.01431
975 | 1.413 | 0.01413
976 | 1.408 | 0.01408
977 | 1.414 | 0.01414
978 | 1.421 | 0.01421
979 | 1.423 | 0.01423
980 | 1.417 | 0.01417
981 | 1.407 | 0.01407
982 | 1.406 | 0.01406
983 | 1.42 | 0.0142
984 | 1.441 | 0.01441
985 | 1.481 | 0.01481
986 | 1.524 | 0.01524
987 | 1.564 | 0.01564
988 | 1.607 | 0.01607
989 | 1.652 | 0.01652
990 | 1.716 | 0.01716
991 | 1.793 | 0.01793
992 | 1.891 | 0.01891
993 | 1.994 | 0.01994
994 | 2.087 | 0.02087
995 | 2.178 | 0.02178
996 | 2.272 | 0.02272
997 | 2.366 | 0.02366
998 | 2.464 | 0.02464
999 | 2.56 | 0.0256
1000 | 2.654 | 0.02654
1001 | 2.751 | 0.02751
1002 | 2.87 | 0.0287
1003 | 2.996 | 0.02996
1004 | 3.136 | 0.03136
1005 | 3.282 | 0.03282
1006 | 3.43 | 0.0343
1007 | 3.579 | 0.03579
1008 | 3.735 | 0.03735
1009 | 3.894 | 0.03894
1010 | 4.057 | 0.04057
1011 | 4.222 | 0.04222
1012 | 4.388 | 0.04388
1013 | 4.554 | 0.04554
1014 | 4.722 | 0.04722
1015 | 4.877 | 0.04877
1016 | 5.024 | 0.05024
1017 | 5.152 | 0.05152
1018 | 5.279 | 0.05279
1019 | 5.386 | 0.05386
1020 | 5.481 | 0.05481
1021 | 5.561 | 0.05561
1022 | 5.631 | 0.05631
1023 | 5.683 | 0.05683
1024 | 5.734 | 0.05734
1025 | 5.79 | 0.0579
1026 | 5.857 | 0.05857
1027 | 5.948 | 0.05948
1028 | 6.05 | 0.0605
1029 | 6.164 | 0.06164
1030 | 6.274 | 0.06274
1031 | 6.389 | 0.06389
1032 | 6.503 | 0.06503
1033 | 6.61 | 0.0661
1034 | 6.717 | 0.06717
1035 | 6.799 | 0.06799
1036 | 6.871 | 0.06871
1037 | 6.926 | 0.06926
1038 | 6.97 | 0.0697
1039 | 7.004 | 0.07004
1040 | 7.029 | 0.07029
1041 | 7.018 | 0.07018
1042 | 6.998 | 0.06998
1043 | 6.967 | 0.06967
1044 | 6.904 | 0.06904
1045 | 6.85 | 0.0685
1046 | 6.792 | 0.06792
1047 | 6.719 | 0.06719
1048 | 6.662 | 0.06662
1049 | 6.596 | 0.06596
1050 | 6.504 | 0.06504
1051 | 6.419 | 0.06419
1052 | 6.348 | 0.06348
1053 | 6.281 | 0.06281
1054 | 6.212 | 0.06212
1055 | 6.139 | 0.06139
1056 | 6.045 | 0.06045
1057 | 5.948 | 0.05948
1058 | 5.867 | 0.05867
1059 | 5.789 | 0.05789
1060 | 5.705 | 0.05705
1061 | 5.616 | 0.05616
1062 | 5.534 | 0.05534
1063 | 5.445 | 0.05445
1064 | 5.364 | 0.05364
1065 | 5.303 | 0.05303
1066 | 5.259 | 0.05259
1067 | 5.224 | 0.05224
1068 | 5.18 | 0.0518
1069 | 5.121 | 0.05121
1070 | 5.065 | 0.05065
1071 | 5.032 | 0.05032
1072 | 5.025 | 0.05025
1073 | 5.015 | 0.05015
1074 | 5.005 | 0.05005
1075 | 4.947 | 0.04947
1076 | 4.878 | 0.04878
1077 | 4.851 | 0.04851
1078 | 4.841 | 0.04841
1079 | 4.816 | 0.04816
1080 | 4.811 | 0.04811
1081 | 4.813 | 0.04813
1082 | 4.798 | 0.04798
1083 | 4.816 | 0.04816
1084 | 4.804 | 0.04804
1085 | 4.763 | 0.04763
1086 | 4.755 | 0.04755
1087 | 4.762 | 0.04762
1088 | 4.771 | 0.04771
1089 | 4.797 | 0.04797
1090 | 4.801 | 0.04801
1091 | 4.78 | 0.0478
1092 | 4.783 | 0.04783
1093 | 4.783 | 0.04783
1094 | 4.79 | 0.0479
1095 | 4.837 | 0.04837
1096 | 4.876 | 0.04876
1097 | 4.892 | 0.04892
1098 | 4.911 | 0.04911